## Shell-and-tube evaporators
DH shell-and-tube dry expansion evaporator
DM shell-and-tube dry expansion evaporator
Pure Cooler shell-and-tube dry expansion evaporator
Dryplus-3 shell-and-tube dry expansion evaporator
Dryplus-E shell-and-tube dry expansion evaporator
Price Multiplier 2016 shell-and-tube evaporator and Accessories
FEV-HP shell-and-tube evaporator
The Alfa Laval evaporator range is designed for air conditioning and industrial refrigeration systems and the product's function is to cool water or brine. The evaporator range includes different products optimized for HCFC and HFC refrigerants to provide optimal efficiency. PED/CE, ASME, EAC, SELO, DNV and other major marine approvals are available.
Alfa Laval shell-and-tube documentation
- Standard models are CE approved. The products will be supplied with CE declaration of conformity , instruction manual and CE data label.
- In case of different documentation required consider table below:
Article no. | Documentation description | Details | Net price *
59800302 | Welding books | Maps, welder approvals for each item | 60
59800303 | Mechanical calculation | For each item number | 500
59800304 | Pressure test | For each unit | 60
59800305 | Material traceability | For each unit | 60
59800306 | Non destructivetest | Penetrant liquids for each unit | 60
* These prices are fixed and cannot be discounted.
Packaging
Standard prices include fumigated packaging (pallet for deliveries within Italy, wooden crate for shipments outside Italy). Special packaging solutions to be agreed with Alfa Laval Alonte manufacturing.
Painting
Products are supplied with a black (RAL 9011) 30 micron primer painting.
Alfa Laval DH shell-and-tube dry expansion evaporator
The Alfa Laval DH is a two-pass dry expansion evaporator for commercial and industrial refrigeration cooling applications with evaporation temperatures ranging from 0°C to +10°C. The Alfa Laval DH can be used with HCFC and HFC refrigerants at medium and high pressures (30 - 45 barg). Capacity range 18 - 1500 kW. PED/CE, ASME, EAC, SELO, DNV and other major marine approvals are available. The Alfa Laval DH replaces the Alfa Laval Dry-3 product line for positive evaporation temperature applications (> 0°C).
DH design has been optimized for R407F/C and R134a refrigerants.
Cooling capacity up to 1500 kW
Standard materials
Shell and shell connections: carbon steel
Headers: carbon steel
Tubes: copper
Baffles: plastic polymer
Other materials are available on demand
Standard version is with not-extractable tube bundle.
Model | CE Price | EAC Price | ASME-SELO Price | Welded supports Price | Insulation* Price | Vic-Flanges Price
DH1-141 | 1653.1706 | 1686.2341 | 1818.4877 | 66.95 | 442.9 | -
DH1-142 | 1731.4272 | 1766.0558 | 1904.57 | 66.95 | 448.05 | -
DH1-143 | 1807 | 1842.5516 | 1987.0655 | 66.95 | 455.26 | -
DH1-144 | 1878.1584 | 1915.7215 | 2065.9742 | 66.95 | 473.8 | -
DH1-161 | 2225.5992 | 2270.1112 | 2448.1592 | 77.25 | 532.51 | -
DH1-162 | 2289.5726 | 2335.364 | 2518.5298 | 77.25 | 537.66 | -
DH1-163 | 2407.4182 | 2455.5666 | 2648.1601 | 77.25 | 545.9 | -
DH1-164 | 2471.3916 | 2520.8194 | 2718.5307 | 77.25 | 550.02 | -
DH1-191 | 2712.1789 | 2766.4225 | 2983.3968 | 87.55 | 551.05 | 282.22
DH1-192 | 3118.8302 | 3181.2068 | 3430.7132 | 87.55 | 599.46 | 282.22
DH1-193 | 3227.5337 | 3292.0844 | 3550.2871 | 87.55 | 663.32 | 282.22
DH1-211 | 3779.9786 | 3855.5782 | 4157.9765 | 103 | 669.5 | 395.52
DH1-212 | 3930.0078 | 4008.608 | 4323.0086 | 103 | 692.16 | 395.52
DH1-271 | 5270.5936 | 5376.0055 | 5797.653 | 128.75 | 804.43 | 424.36
DH1-272 | 5477.6397 | 5587.1925 | 6025.4037 | 128.75 | 804.43 | 424.36
DH1-273 | 5850.124 | 5967.1265 | 6435.1364 | 128.75 | 804.43 | 424.36
DH1-321 | 7356.2372 | 7503.362 | 8091.8609 | 154.5 | 1014.55 | 477.92
DH1-322 | 7855.913 | 8013.0313 | 8641.5043 | 154.5 | 1014.55 | 477.92
DH1-323 | 8537.4984 | 8708.2484 | 9391.2483 | 154.5 | 1014.55 | 477.92
DH2-143 | 1904 | 1942 | 2095 | 67 | 455 | -
DH2-144 | 1980 | 2020 | 2178 | 67 | 474 | -
DH2-161 | 2346.8119 | 2393.7481 | 2581.4931 | 77.25 | 532.51 | -
DH2-162 | 2414.1523 | 2462.4353 | 2655.5675 | 77.25 | 537.66 | -
DH2-163 | 2528.6309 | 2579.2035 | 2781.494 | 77.25 | 545.9 | -
DH2-164 | 2582.5032 | 2634.1533 | 2840.7535 | 77.25 | 550.02 | -
DH2-191 | 2854.9252 | 2912.0237 | 3140.4177 | 87.55 | 551.05 | 282.22
DH2-192 | 3282.9792 | 3348.6388 | 3611.2771 | 87.55 | 599.46 | 282.22
DH2-193 | 3397.4039 | 3465.352 | 3737.1443 | 87.55 | 663.32 | 282.22
DH2-211 | 3978.9249 | 4058.5034 | 4376.8173 | 103 | 669.5 | 395.52
DH2-212 | 4136.8504 | 4219.5874 | 4550.5354 | 103 | 692.16 | 395.52
DH2-271 | 5547.9933 | 5658.9531 | 6102.7926 | 128.75 | 804.43 | 424.36
DH2-272 | 5765.9366 | 5881.2553 | 6342.5302 | 128.75 | 804.43 | 424.36
DH2-273 | 6158.0252 | 6281.1857 | 6773.8278 | 128.75 | 804.43 | 424.36
DH2-321 | 7743.4076 | 7898.2758 | 8517.7484 | 154.5 | 1014.55 | 477.92
DH2-322 | 8269.3821 | 8434.7698 | 9096.3203 | 154.5 | 1014.55 | 477.92
DH2-323 | 8986.8405 | 9166.5773 | 9885.5245 | 154.5 | 1014.55 | 477.92
DH2-401 | 11800.2898 | 12036.2956 | 12980.3188 | 257.5 | 1081.5 | 557.23
DH2-402 | 12433.5149 | 12682.1852 | 13676.8664 | 257.5 | 1081.5 | 557.23
DH2-403 | 13763.7909 | 14039.0667 | 15140.17 | 257.5 | 1081.5 | 557.23
DH2-404 | 16420.8401 | 16749.2569 | 18062.9241 | 257.5 | 1332.82 | 557.23
DH2-451 | 21766.2279 | 22201.5524 | 23942.8507 | 360.5 | 1339 | 557.23
DH2-452 | 23616.0207 | 24088.3411 | 25977.6227 | 360.5 | 1339 | 557.23
DH2-501 | 26906.0176 | 27444.138 | 29596.6194 | 515 | 1436.85 | 636.54
DH2-502 | 29134.1555 | 29716.8386 | 32047.571 | 515 | 1436.85 | 636.54
DH3-191 | 2940.5729 | 2999.3844 | 3234.6302 | 87.55 | 551.05 | 282.22
DH3-192 | 3381.4686 | 3449.0979 | 3719.6154 | 87.55 | 599.46 | 282.22
DH3-193 | 3499.326 | 3569.3125 | 3849.2586 | 87.55 | 663.32 | 282.22
DH3-211 | 4098.2926 | 4180.2585 | 4508.1219 | 103 | 669.5 | 395.52
DH3-212 | 4260.9559 | 4346.175 | 4687.0515 | 103 | 692.16 | 395.52
DH3-271 | 5714.4331 | 5828.7217 | 6285.8764 | 128.75 | 804.43 | 424.36
DH3-272 | 5938.9147 | 6057.693 | 6532.8061 | 128.75 | 804.43 | 424.36
DH3-273 | 6342.766 | 6469.6213 | 6977.0426 | 128.75 | 804.43 | 424.36
DH3-321 | 7975.7098 | 8135.224 | 8773.2808 | 154.5 | 1014.55 | 477.92
DH3-322 | 8517.4636 | 8687.8129 | 9369.2099 | 154.5 | 1014.55 | 477.92
DH3-323 | 9256.4457 | 9441.5746 | 10182.0902 | 154.5 | 1014.55 | 477.92
DH3-401 | 12154.2985 | 12397.3844 | 13369.7283 | 257.5 | 1081.5 | 557.23
DH3-402 | 12806.5204 | 13062.6508 | 14087.1724 | 257.5 | 1081.5 | 557.23
DH3-403 | 14176.7046 | 14460.2387 | 15594.3751 | 257.5 | 1081.5 | 557.23
DH3-404 | 16913.4653 | 17251.7346 | 18604.8118 | 257.5 | 1332.82 | 557.23
DH3-451 | 22419.2147 | 22867.599 | 24661.1362 | 360.5 | 1339 | 557.23
DH3-452 | 24324.5013 | 24810.9913 | 26756.9514 | 360.5 | 1339 | 557.23
DH3-501 | 27713.1982 | 28267.4621 | 30484.518 | 515 | 1436.85 | 636.54
DH3-502 | 30008.1801 | 30608.3437 | 33008.9981 | 515 | 1436.85 | 636.54
DH4-211 | 4177.8711 | 4261.4285 | 4595.6582 | 103 | 669.5 | 395.52
DH4-212 | 4343.6929 | 4430.5667 | 4778.0622 | 103 | 692.16 | 395.52
DH4-271 | 5825.3929 | 5941.9008 | 6407.9322 | 128.75 | 804.43 | 424.36
DH4-272 | 6054.2334 | 6175.3181 | 6659.6567 | 128.75 | 804.43 | 424.36
DH4-273 | 6465.9265 | 6595.245 | 7112.5191 | 128.75 | 804.43 | 424.36
DH4-321 | 8130.578 | 8293.1895 | 8943.6358 | 154.5 | 1014.55 | 477.92
DH4-322 | 8682.8512 | 8856.5083 | 9551.1364 | 154.5 | 1014.55 | 477.92
DH4-323 | 9436.1825 | 9624.9061 | 10379.8007 | 154.5 | 1014.55 | 477.92
DH4-401 | 12390.3043 | 12638.1104 | 13629.3347 | 257.5 | 1081.5 | 557.23
DH4-402 | 13055.1907 | 13316.2945 | 14360.7097 | 257.5 | 1081.5 | 557.23
DH4-403 | 14451.9804 | 14741.02 | 15897.1785 | 257.5 | 1081.5 | 557.23
DH4-404 | 17241.8821 | 17586.7197 | 18966.0703 | 257.5 | 1332.82 | 557.23
DH4-451 | 22854.5393 | 23311.6301 | 25139.9932 | 360.5 | 1339 | 557.23
DH4-452 | 24796.8217 | 25292.7581 | 27276.5039 | 360.5 | 1339 | 557.23
DH4-501 | 28251.3185 | 28816.3449 | 31076.4504 | 515 | 1436.85 | 636.54
DH4-502 | 30590.8632 | 31202.6805 | 33649.9496 | 515 | 1436.85 | 636.54
Insulation*: 19 mm close cell elastomerlayer (black) glued to the evaporator surface with textile covering
Number of refrigerant circuits
DH1 models have one refrigerant circuit
DH2 models have two refrigerant circuits
DH3 models have three refrigerant circuits
DH4 models have four refrigerant circuits
ASME, SELO approvals are subjected to inspection cost according to the following list. For other approvals please contact your Alfa Laval local sales organization For big batches please contact the Alfa Laval local sales organization for specific quotations
Inspection net price
- ASME 500 EUR for each unit (if the evaporator is U-STAMP)
- SELO 500 EUR for each unit
Options | Price multiplier
H = Tube bundle with reduced baffles distance | 1.03
X = Tube bundle with extra-reduced baffles distance. | 1.05
Extractable tube bundle | 1.05
Special material versions
Exchange tubes in copper; tube sheet, baffles, shell and shell side connections in stainless steel AISI 316L | 1.9
Tube bundle ( tubes, tubes sheet , baffles ) in stainless steel AISI 316L and carbon steel shell | 2
Tube bundle, shell and shell connections in stainless steel AISI 316L | 2.8
Carbon steel tubes | 1.7
Copper/Nickel tubes (Cu/Ni 90/10) | 1.8
Copper/Nickel tubes (Cu/Ni 90/10) with AISI 316L tube sheet and AISI 316L baffles | 2.0
Alfa Laval DM shell-and-tube dry expansion evaporator
The Alfa Laval DM is a single-pass dry expansion evaporator for commercial and industrial refrigeration cooling for medium-temperature applications with evaporation temperatures in the range of -10 ÷ -20°C. The Alfa Laval DM has been optimized for R134a and R407F refrigerants at medium pressures (21.5 barg). Capacity range 100 - 800 kW. PED/CE, ASME, EAC, SELO, DNV and other major marine approvals are available. The Alfa Laval DM replaces the Alfa Laval Dry-3 product line for negative evaporation temperature applications (< 0°C).
Cooling capacity up to 1000 kW in medium temperature conditions (-4/-8 °C , prop. Glycol 38%, T evap. = -12 °C ) . Design Temperature -40 °C
Standard materials
Shell and shell connections: carbon steel
Headers : carbon steel
Tubes : copper
Baffles: carbon steel
Model | CE Price | EAC Price | Welded supports Price | Insulation basic*Price | Insulation premium* Price | Vic-Flanges Price
DM1-225-2 | 6977.9297 | 7117.4883 | 119.8817 | 922.983 | 1624.2379 | 395.7157
DM1-226-2 | 7414.0503 | 7562.3313 | 119.8817 | 922.983 | 1624.2379 | 395.7157
DM1-227-2 | 7976.6941 | 8136.228 | 119.8817 | 922.983 | 1624.2379 | 395.7157
DM1-276-2 | 10394.98 | 10602.8796 | 197.3274 | 1006.7941 | 1771.703 | 424.36
DM1-277-2 | 10810.7792 | 11026.9948 | 197.3274 | 1006.7941 | 1771.703 | 424.36
DM1-326-2 | 14124.1507 | 14406.6337 | 197.3274 | 1063.0218 | 1871.4276 | 477.405
DM1-327-2 | 14629.2927 | 14921.8786 | 197.3274 | 1063.0218 | 1871.4276 | 477.405
DM1-328-2 | 15429.6178 | 15738.2101 | 197.3274 | 1063.0218 | 1871.4276 | 477.405
DM1-225-3 | 7423.3295 | 7571.7961 | 119.8817 | 982.3934 | 1727.1452 | 395.7157
DM1-226-3 | 7887.2876 | 8045.0333 | 119.8817 | 982.3934 | 1727.1452 | 395.7157
DM1-227-3 | 8485.8448 | 8655.5617 | 119.8817 | 982.3934 | 1727.1452 | 395.7157
DM1-276-3 | 11059 | 11279.6591 | 197.3274 | 1071.509 | 1884.1584 | 424.36
DM1-277-3 | 11500.8289 | 11730.8455 | 197.3274 | 1071.509 | 1884.1584 | 424.36
DM1-326-3 | 15025.6922 | 15326.206 | 197.3274 | 1130.9194 | 1990.2484 | 477.405
DM1-327-3 | 15563.0773 | 15874.3389 | 197.3274 | 1130.9194 | 1990.2484 | 477.405
DM1-328-3 | 16414.487 | 16742.7767 | 197.3274 | 1130.9194 | 1990.2484 | 477.405
DM2-225-2 | 7121 | 7262.7432 | 119.8817 | 922.983 | 1624.2379 | 395.7157
DM2-226-2 | 7565.3575 | 7716.6646 | 119.8817 | 922.983 | 1624.2379 | 395.7157
DM2-227-2 | 8139.4838 | 8302.2734 | 119.8817 | 922.983 | 1624.2379 | 395.7157
DM2-276-2 | 10607.1224 | 10819.2649 | 197.3274 | 1006.7941 | 1771.703 | 424.36
DM2-277-2 | 11031.4073 | 11252.0355 | 197.3274 | 1006.7941 | 1771.703 | 424.36
DM2-326-2 | 14412.3986 | 14700.6466 | 197.3274 | 1063.0218 | 1871.4276 | 477.405
DM2-327-2 | 14927.8497 | 15226.4067 | 197.3274 | 1063.0218 | 1871.4276 | 477.405
DM2-328-2 | 15744.5079 | 16059.3981 | 197.3274 | 1063.0218 | 1871.4276 | 477.405
DM2-416-2 | 19785 | 20180.1727 | 281.1385 | 1173.3554 | 2065.5723 | 556.9725
DM2-417-2 | 20718.2942 | 21132.6601 | 281.1385 | 1173.3554 | 2065.5723 | 556.9725
DM2-418-2 | 21639.7194 | 22072.5137 | 281.1385 | 1173.3554 | 2065.5723 | 556.9725
DM2-419-2 | 22817.6029 | 23273.955 | 281.1385 | 1173.3554 | 2065.5723 | 556.9725
DM2-516-2 | 31517.9598 | 32148.319 | 684.2805 | 1324.0032 | 2329.7364 | 636.54
DM2-517-2 | 33036.2669 | 33696.9922 | 684.2805 | 1324.0032 | 2329.7364 | 636.54
DM2-518-2 | 34140.9661 | 34823.7854 | 684.2805 | 1324.0032 | 2329.7364 | 636.54
DM2-519-2 | 35507.4425 | 36217.5913 | 684.2805 | 1324.0032 | 2329.7364 | 636.54
DM2-225-3 | 7574.826 | 7726.3225 | 119.8817 | 982.3934 | 1727.1452 | 395.7157
DM2-226-3 | 8048.2526 | 8209.2177 | 119.8817 | 982.3934 | 1727.1452 | 395.7157
DM2-227-3 | 8659.0253 | 8832.2058 | 119.8817 | 982.3934 | 1727.1452 | 395.7157
DM2-276-3 | 11284.1728 | 11509.8563 | 197.3274 | 1071.509 | 1884.1584 | 424.36
DM2-277-3 | 11735.5397 | 11970.2505 | 197.3274 | 1071.509 | 1884.1584 | 424.36
DM2-326-3 | 15332.339 | 15638.9858 | 197.3274 | 1130.9194 | 1990.2484 | 477.405
DM2-327-3 | 15880.6912 | 16198.305 | 197.3274 | 1130.9194 | 1990.2484 | 477.405
DM2-328-3 | 16749.4765 | 17084.4661 | 197.3274 | 1130.9194 | 1990.2484 | 477.405
DM2-416-3 | 21047.3224 | 21468.2689 | 281.1385 | 1310.2115 | 2305.3357 | 556.9725
DM2-417-3 | 22040.7386 | 22481.5533 | 281.1385 | 1310.2115 | 2305.3357 | 556.9725
DM2-418-3 | 23020 | 23481.3976 | 281.1385 | 1310.2115 | 2305.3357 | 556.9725
DM2-419-3 | 24274.0456 | 24759.5266 | 281.1385 | 1310.2115 | 2305.3357 | 556.9725
DM2-516-3 | 33529.7445 | 34200.3394 | 684.2805 | 1488.4427 | 2618.3012 | 636.54
DM2-517-3 | 35144.9648 | 35847.864 | 684.2805 | 1488.4427 | 2618.3012 | 636.54
DM2-518-3 | 36320.1767 | 37046.5803 | 684.2805 | 1488.4427 | 2618.3012 | 636.54
DM2-519-3 | 37773.875 | 38529.3524 | 684.2805 | 1488.4427 | 2618.3012 | 636.54
DM3-226-2 | 7792.3182 | 7948.1646 | 119.8817 | 922.983 | 1624.2379 | 395.7157
DM3-227-2 | 8383.6683 | 8551.3416 | 119.8817 | 922.983 | 1624.2379 | 395.7157
DM3-276-2 | 10925.3361 | 11143.8428 | 197.3274 | 1006.7941 | 1771.703 | 424.36
DM3-277-2 | 11362.3496 | 11589.5966 | 197.3274 | 1006.7941 | 1771.703 | 424.36
DM3-326-2 | 14844.7706 | 15141.666 | 197.3274 | 1063.0218 | 1871.4276 | 477.405
DM3-327-2 | 15375.6852 | 15683.1989 | 197.3274 | 1063.0218 | 1871.4276 | 477.405
DM3-416-2 | 20378.0176 | 20785.5779 | 281.1385 | 1173.3554 | 2065.5723 | 556.9725
DM3-417-2 | 21339.8431 | 21766.6399 | 281.1385 | 1173.3554 | 2065.5723 | 556.9725
DM3-418-2 | 22288.9109 | 22734.6892 | 281.1385 | 1173.3554 | 2065.5723 | 556.9725
DM3-419-2 | 23502.131 | 23972.1736 | 281.1385 | 1173.3554 | 2065.5723 | 556.9725
DM3-516-2 | 32463.4986 | 33112.7686 | 684.2805 | 1324.0032 | 2329.7364 | 636.54
DM3-517-2 | 34027.3549 | 34707.902 | 684.2805 | 1324.0032 | 2329.7364 | 636.54
DM3-518-2 | 35165.1951 | 35868.499 | 684.2805 | 1324.0032 | 2329.7364 | 636.54
DM3-519-2 | 36572.6657 | 37304.119 | 684.2805 | 1324.0032 | 2329.7364 | 636.54
DM3-226-3 | 8289.7002 | 8455.4942 | 119.8817 | 982.3934 | 1727.1452 | 395.7157
DM3-227-3 | 8918.796 | 9097.172 | 119.8817 | 982.3934 | 1727.1452 | 395.7157
DM3-276-3 | 11622.698 | 11855.152 | 197.3274 | 1071.509 | 1884.1584 | 424.36
DM3-277-3 | 12087.6059 | 12329.358 | 197.3274 | 1071.509 | 1884.1584 | 424.36
DM3-326-3 | 15792.3091 | 16108.1553 | 197.3274 | 1130.9194 | 1990.2484 | 477.405
DM3-327-3 | 16357.1119 | 16684.2541 | 197.3274 | 1130.9194 | 1990.2484 | 477.405
DM3-416-3 | 21678.7421 | 22112.3169 | 281.1385 | 1310.2115 | 2305.3357 | 556.9725
DM3-417-3 | 22701.9607 | 23155.9999 | 281.1385 | 1310.2115 | 2305.3357 | 556.9725
DM3-418-3 | 23711.6074 | 24185.8395 | 281.1385 | 1310.2115 | 2305.3357 | 556.9725
DM3-419-3 | 25002.267 | 25502.3124 | 281.1385 | 1310.2115 | 2305.3357 | 556.9725
DM3-516-3 | 34535.6368 | 35226.3496 | 684.2805 | 1488.4427 | 2618.3012 | 636.54
DM3-517-3 | 36199.3137 | 36923.3 | 684.2805 | 1488.4427 | 2618.3012 | 636.54
DM3-518-3 | 37409.782 | 38157.9777 | 684.2805 | 1488.4427 | 2618.3012 | 636.54
DM3-519-3 | 38907.0912 | 39685.233 | 684.2805 | 1488.4427 | 2618.3012 | 636.54
* Two insulation versions are available for this evaporator's series. Basic: 19 mm close cell elastomerlayer (black) glued to the evaporator surface with textile covering Premium: 19 mm closecell elastomer layer (black) glued to the evaporator surface, plus0.8 mm embossed aluminum external protection
Number of refrigerant circuits
DM1 models have one refrigerant circuit
DM2 models have two refrigerant circuits
DM3 models have three refrigerant circuits
Baffle version | Price multiplier
H = Tubebundle with reduced baffles distance | 1.00
M = Tubebundle with increased baffles distance | 1.00
Units with different baffle versions have the same price of standard units
For special approvals please contact the Alfa Laval local sales organization
Alfa Laval Pure Cooler shell-and-tube dry expansion evaporator
The Alfa Laval Pure Cooler is a single-pass dry expansion evaporator for commercial and industrial refrigeration cooling applications with evaporation temperatures ranging from 0°C to +10°C. The Alfa Laval Pure Cooler has been optimized for R134a and R1234ze refrigerants at low pressure (16.5 barg). Capacity range 100 - 1750 kW. PED/CE, ASME, EAC, SELO, DNV and other major marine approvals are available. The Alfa Laval Pure Cooler replaces the Alfa Laval Dry-E product line.
Model | CE Price | EAC Price | Welded supports Price | Insulation basic*Price | Insulation premium* Price | Vic-Flanges Price
PCS226-1-HE | 5728.86 | 5843.4372 | 119.8817 | 674.5202 | 1031.1948 | 282.1994
PCS227-1-HE | 6132.002 | 6255.0664 | 119.8817 | 674.5202 | 1031.1948 | 395.7157
PCS227-2-HE | 6316.5986 | 7371.1332 | 119.8817 | 708.3629 | 1095.9097 | 395.7157
PCS276-2-HE | 6943.5905 | 7082.5684 | 197.3274 | 774.8814 | 1220.035 | 424.36
PCS277-2-HE | 7322.3318 | 7468.736 | 197.3274 | 774.8814 | 1220.035 | 424.36
PCS326-2-HE | 9639.3374 | 9832.4212 | 197.3274 | 818.06 | 1301.7243 | 477.405
PCS327-2-HE | 10170.8483 | 10374.5411 | 197.3274 | 818.06 | 1301.7243 | 477.405
PCS328-2-HE | 10580.3557 | 10791.4748 | 197.3274 | 818.06 | 1301.7243 | 477.405
PCS328-34-HE | 12774.06 | 13029.5 | 197.76 | 1000.13 | 1592.38 | 557.23
PCS329-38-HE | 13545.53 | 13816.42 | 197.76 | 1000.13 | 1592.38 | 557.23
PCS416-2-HE | 13883.9983 | 14160.8932 | 281.1385 | 903.2503 | 1458.7375 | 477.405
PCS417-2-HE | 14724.2311 | 15018.1004 | 281.1385 | 903.2503 | 1458.7375 | 556.9725
PCS418-2-HE | 15066.9018 | 15368.1974 | 281.1385 | 903.2503 | 1458.7375 | 556.9725
PCS419-2-HE | 15785.1311 | 16103.4011 | 281.1385 | 903.2503 | 1458.7375 | 556.9725
PCD226-1-HE | 5743.7126 | 5858.2898 | 119.8817 | 674.5202 | 1031.1948 | 282.1994
PCD227-1-HE | 5967.5625 | 6087.4442 | 119.8817 | 674.5202 | 1031.1948 | 395.7157
PCD227-2-HE | 6144.7328 | 6267.7972 | 119.8817 | 708.3629 | 1095.9097 | 395.7157
PCD276-2-HE | 6817.3434 | 6953.1386 | 197.3274 | 774.8814 | 1220.035 | 424.36
PCD277-2-HE | 7253.3733 | 7398.7166 | 197.3274 | 774.8814 | 1220.035 | 424.36
PCD326-2-HE | 9555.5263 | 9746.4883 | 197.3274 | 818.06 | 1301.7243 | 477.405
PCD327-2-HE | 10151.7521 | 10354.384 | 197.3274 | 818.06 | 1301.7243 | 477.405
PCD328-2-HE | 10605.8173 | 10817.9973 | 197.3274 | 818.06 | 1301.7243 | 477.405
PCD328-34-HE | 12664.88 | 12918.26 | 197.76 | 1000.13 | 1592.38 | 557.23
PCD329-38-HE | 13305.54 | 13571.28 | 197.76 | 1000.13 | 1592.38 | 557.23
PCD416-2-HE | 13766.2384 | 14041.0115 | 281.1385 | 903.2503 | 1458.7375 | 477.405
PCD417-2-HE | 14462.1888 | 14750.7536 | 281.1385 | 903.2503 | 1458.7375 | 556.9725
PCD418-2-HE | 15337.4313 | 15644.0314 | 281.1385 | 903.2503 | 1458.7375 | 556.9725
PCD419-2-HE | 15693.8937 | 16007.9201 | 281.1385 | 903.2503 | 1458.7375 | 556.9725
PCD416-3-HE | 14626.6283 | 14919.4367 | 281.1385 | 1008.2794 | 1655.004 | 556.9725
PCD417-3-HE | 15741.6342 | 16056.7215 | 281.1385 | 1008.2794 | 1655.004 | 556.9725
PCD418-3-HE | 16330.4337 | 16657.1909 | 281.1385 | 1008.2794 | 1655.004 | 556.9725
PCD419-3-HE | 16820.5695 | 17156.8748 | 281.1385 | 1008.2794 | 1655.004 | 556.9725
PCD419-34-HE | 17353.44 | 17700.55 | 281.19 | 1149.48 | 1886.96 | 557.23
PCD4110-38-HE | 18270.14 | 18635.79 | 281.19 | 1149.48 | 1886.96 | 557.23
PCD516-2-HE | 18862.802 | 19240.4824 | 684.2805 | 1018.7823 | 1675.1611 | 556.9725
PCD517-2-HE | 19858.9871 | 20255.7637 | 684.2805 | 1018.7823 | 1675.1611 | 556.9725
PCD518-2-HE | 21492.7731 | 21922.4376 | 684.2805 | 1018.7823 | 1675.1611 | 636.54
PCD519-2-HE | 21958.5082 | 22397.7208 | 684.2805 | 1018.7823 | 1675.1611 | 636.54
PCD516-3-HE | 20749.35 | 21164.44 | 684.2805 | 1144.8172 | 1910.6809 | 636.54
PCD517-3-HE | 21701.7704 | 22135.6785 | 684.2805 | 1144.8172 | 1910.6809 | 636.54
PCD518-3-HE | 24717.9091 | 25212.2885 | 684.2805 | 1144.8172 | 1910.6809 | 636.54
PCD519-3-HE | 25252.6027 | 25757.5911 | 684.2805 | 1144.8172 | 1910.6809 | 636.54
PCD616-3-HE | 44329.7065 | 45216.6189 | 930.4093 | 1294.1919 | 2159.9924 | 636.54
PCD617-3-HE | 45438.347 | 46347.5383 | 930.4093 | 1294.1919 | 2159.9924 | 636.54
PCD618-3-HE | 46575.6318 | 47507.102 | 930.4093 | 1294.1919 | 2159.9924 | 751.1172
PCD619-3-HE | 47737.3173 | 48692.1273 | 930.4093 | 1294.1919 | 2159.9924 | 751.1172
PCD6110-3-HE | 48934.0125 | 49913.2232 | 930.4093 | 1294.1919 | 2159.9924 | 751.1172
PCT226-1-HE | 6065.1653 | 6186.1079 | 119.8817 | 674.5202 | 1031.1948 | 395.7157
PCT226-2-HE | 6513.926 | 6644.4167 | 119.8817 | 708.3629 | 1095.9097 | 395.7157
PCT276-2-HE | 7225.7899 | 7371.1332 | 197.3274 | 774.8814 | 1220.035 | 424.36
PCT277-2-HE | 7440.0917 | 7588.6177 | 197.3274 | 774.8814 | 1220.035 | 424.36
PCT326-2-HE | 10428.647 | 10637.6443 | 197.3274 | 818.06 | 1301.7243 | 477.405
PCT327-2-HE | 10804.2056 | 11019.5683 | 197.3274 | 818.06 | 1301.7243 | 477.405
PCT416-2-HE | 13917.9471 | 14195.9029 | 281.1385 | 903.2503 | 1458.7375 | 477.405
PCT417-2-HE | 14642.5418 | 14935.3502 | 281.1385 | 903.2503 | 1458.7375 | 556.9725
PCT418-2-HE | 15323.6396 | 15630.2397 | 281.1385 | 903.2503 | 1458.7375 | 556.9725
PCT419-2-HE | 16128.8627 | 16451.3763 | 281.1385 | 903.2503 | 1458.7375 | 556.9725
PCT416-3-HE | 16159.6288 | 16483.2033 | 281.1385 | 1008.2794 | 1655.004 | 556.9725
PCT417-3-HE | 16385.6005 | 16712.3577 | 281.1385 | 1008.2794 | 1655.004 | 556.9725
PCT418-3-HE | 16767.5245 | 17102.7689 | 281.1385 | 1008.2794 | 1655.004 | 556.9725
PCT419-3-HE | 18089.4059 | 18451.1728 | 281.1385 | 1008.2794 | 1655.004 | 556.9725
PCT516-2-HE | 19443.1143 | 19831.4037 | 684.2805 | 1018.7823 | 1675.1611 | 556.9725
PCT517-2-HE | 20369.28 | 20776.6656 | 684.2805 | 1018.7823 | 1675.1611 | 556.9725
PCT518-2-HE | 22030.6494 | 22470.9229 | 684.2805 | 1018.7823 | 1675.1611 | 636.54
PCT519-2-HE | 22691.5901 | 23144.5944 | 684.2805 | 1018.7823 | 1675.1611 | 636.54
PCT516-3-HE | 21021.7335 | 21441.8499 | 684.2805 | 1144.8172 | 1910.6809 | 636.54
PCT517-3-HE | 22231.1595 | 22675.6766 | 684.2805 | 1144.8172 | 1910.6809 | 636.54
PCT518-3-HE | 23231.5882 | 23696.2624 | 684.2805 | 1144.8172 | 1910.6809 | 636.54
PCT519-3-HE | 24741.2489 | 25236.6892 | 684.2805 | 1144.8172 | 1910.6809 | 636.54
PCT616-3-HE | 44852.7302 | 45750.2516 | 930.4093 | 1294.1919 | 2159.9924 | 636.54
PCT617-3-HE | 45975.1624 | 46894.9627 | 930.4093 | 1294.1919 | 2159.9924 | 636.54
PCT618-3-HE | 47126.2389 | 48068.3181 | 930.4093 | 1294.1919 | 2159.9924 | 751.1172
PCT619-3-HE | 48301.7161 | 49267.1351 | 930.4093 | 1294.1919 | 2159.9924 | 751.1172
PCT6110-3-HE | 49512.203 | 50502.0227 | 930.4093 | 1294.1919 | 2159.9924 | 751.1172
PCQ416-2-HE | 15668.4321 | 15982.4585 | 281.1385 | 903.2503 | 1458.7375 | 477.405
PCQ417-2-HE | 16152.2025 | 16475.777 | 281.1385 | 903.2503 | 1458.7375 | 556.9725
PCQ418-2-HE | 16651.8864 | 16985.009 | 281.1385 | 903.2503 | 1458.7375 | 556.9725
PCQ419-2-HE | 17167.4838 | 17511.2154 | 281.1385 | 903.2503 | 1458.7375 | 556.9725
PCQ416-3-HE | 16630.6684 | 16963.791 | 281.1385 | 1008.2794 | 1655.004 | 556.9725
PCQ417-3-HE | 17281.0001 | 17626.8535 | 281.1385 | 1008.2794 | 1655.004 | 556.9725
PCQ418-3-HE | 17815.6937 | 18172.1561 | 281.1385 | 1008.2794 | 1655.004 | 556.9725
PCQ419-3-HE | 18532.8621 | 18903.1162 | 281.1385 | 1008.2794 | 1655.004 | 556.9725
PCQ516-2-HE | 21776.0334 | 22212.0633 | 684.2805 | 1018.7823 | 1675.1611 | 556.9725
PCQ517-2-HE | 22813.5936 | 23269.7806 | 684.2805 | 1018.7823 | 1675.1611 | 556.9725
PCQ518-2-HE | 24673.3513 | 25167.7307 | 684.2805 | 1018.7823 | 1675.1611 | 636.54
PCQ519-2-HE | 25413.8595 | 25922.0306 | 684.2805 | 1018.7823 | 1675.1611 | 636.54
PCQ516-3-HE | 21552.1835 | 21983.9698 | 684.2805 | 1144.8172 | 1910.6809 | 636.54
PCQ517-3-HE | 24898.2621 | 25396.8851 | 684.2805 | 1144.8172 | 1910.6809 | 636.54
PCQ518-3-HE | 26019.6334 | 26539.4744 | 684.2805 | 1144.8172 | 1910.6809 | 636.54
PCQ519-3-HE | 27710.708 | 28264.4978 | 684.2805 | 1144.8172 | 1910.6809 | 636.54
PCQ616-3-HE | 45382.1193 | 46290.2497 | 930.4093 | 1294.1919 | 2159.9924 | 636.54
PCQ617-3-HE | 46504.5515 | 47434.9608 | 930.4093 | 1294.1919 | 2159.9924 | 636.54
PCQ618-3-HE | 47655.628 | 48608.3162 | 930.4093 | 1294.1919 | 2159.9924 | 751.1172
PCQ619-3-HE | 48831.1052 | 49807.1332 | 930.4093 | 1294.1919 | 2159.9924 | 751.1172
PCQ6110-3-HE | 50041.5921 | 51042.0208 | 930.4093 | 1294.1919 | 2159.9924 | 751.1172
* Two insulation versions areavailable for this evaporator's series Basic: 9 mm close cell elastomerlayer (black) glued to the evaporator surface Premium: 13 mm closecell elastomer layer (black) glued to the evaporator surface, plus0.8 mm embossed aluminum external protection
Baffle version | Price multiplier
H = Tube bundle with reduced baffles distance | 1.02
For special approvals please contact the Alfa Laval local sales organization
Alfa Laval Dryplus-3 shell-and-tube dry expansion evaporator
The Alfa Laval Dryplus-3 is starting the phase down plan and is replaced by Alfa Laval DH and DM product lines.
Model | CE Price | EAC - SELO Price | ASME Price | Welded supports Price | Insulation* Price | Flanges ** Price | 4 pass ref.***Price
DXS18 | 1741.9978 | 1777.0075 | 1917.0463 | 82.7502 | 465.629 | 178.2312 | A
DXS28 | 1787.6165 | 1823.6871 | 1964.7868 | 82.7502 | 471.464 | 178.2312 | A
DXS35 | 1883.0975 | 1920.229 | 2070.8768 | 82.7502 | 478.4659 | 194.1447 | A
DXS47 | 1969.0304 | 2008.2837 | 2165.2969 | 82.7502 | 498.3047 | 194.1447 | A
DXS56 | 2403.9994 | 2451.7399 | 2645.8846 | 83.8111 | 591.6639 | 205.8146 | A
DXS65 | 2482.506 | 2532.3683 | 2729.6957 | 83.8111 | 597.4989 | 205.8146 | A
DXS80 | 2623.6057 | 2675.5898 | 2885.648 | 83.8111 | 611.5028 | 205.8146 | A
DXS95 | 2675.5898 | 2729.6957 | 2943.9975 | 83.8111 | 612.6698 | 205.8146 | A
DXS120 | 3051.1484 | 3111.6197 | 3355.6267 | 94.4201 | 676.8542 | 263.1032 | A
DXS135 | 3581.5984 | 3653.7396 | 3940.1826 | 94.4201 | 708.3629 | 263.1032 | A
DXS165 | 3685.5666 | 3759.8296 | 4053.6989 | 94.4201 | 717.6989 | 263.1032 | A
DXS200 | 4445.171 | 4534.2866 | 4889.6881 | 119.8817 | 717.6989 | 423.2991 | A
DXS240 | 4941.6722 | 5040.3359 | 5434.9907 | 119.8817 | 890.4134 | 423.2991 | A
DXS300 | 6142.611 | 6264.6145 | 6757.933 | 197.3274 | 1063.1279 | 477.405 | A
DXS345 | 6357.9737 | 6484.2208 | 6993.4528 | 197.3274 | 1063.1279 | 477.405 | A
DXS385 | 6996.6355 | 7136.6743 | 7696.8295 | 197.3274 | 1063.1279 | 477.405 | A
DXS450 | 8981.5794 | 9160.8715 | 9879.1008 | 197.3274 | 1180.9939 | 495.4403 | A
DXS505 | 9738.0011 | 9933.2067 | 10711.9073 | 197.3274 | 1180.9939 | 495.4403 | A
DXS570 | 10498.6664 | 10708.7246 | 11547.8965 | 197.3274 | 1180.9939 | 495.4403 | A
DXS160R | 3669.6531 | 3742.8552 | 4036.7245 | 119.8817 | 863.5726 | 263.1032 | A
DXS210R | 5248.2723 | 5353.3014 | 5772.3569 | 197.3274 | 955.7648 | 423.2991 | A
DXS235R | 5441.3561 | 5550.6288 | 5985.5978 | 197.3274 | 955.7648 | 423.2991 | A
DXS275R | 5765.9915 | 5881.6296 | 6343.1211 | 197.3274 | 955.7648 | 423.2991 | A
DXS390R | 8129.6767 | 8291.9944 | 8943.387 | 197.3274 | 1175.1589 | 495.4403 | A
DXS420R | 8607.0817 | 8780.0084 | 9468.5325 | 197.3274 | 1175.1589 | 495.4403 | A
DXS480R | 9470.6543 | 9660.5554 | 10416.9771 | 197.3274 | 1175.1589 | 495.4403 | A
DXD35 | 1959.4823 | 1998.7356 | 2155.7488 | 82.7502 | 478.4659 | 194.1447 | NA
DXD47 | 2044.3543 | 2085.7294 | 2248.0471 | 82.7502 | 498.3047 | 194.1447 | NA
DXD56 | 2487.8105 | 2537.6728 | 2736.0611 | 83.8111 | 591.6639 | 205.8146 | A
DXD65 | 2562.0735 | 2614.0576 | 2817.7504 | 83.8111 | 597.4989 | 205.8146 | A
DXD80 | 2650.1282 | 2703.1732 | 2914.2923 | 83.8111 | 611.5028 | 205.8146 | A
DXD95 | 2704.2341 | 2758.34 | 2974.7636 | 83.8111 | 612.6698 | 205.8146 | A
DXD120 | 3159.3602 | 3221.9533 | 3474.4475 | 94.4201 | 676.8542 | 263.1032 | A
DXD135 | 3688.7493 | 3763.0123 | 4057.9425 | 94.4201 | 708.3629 | 263.1032 | A
DXD165 | 3807.5701 | 3882.894 | 4187.3723 | 94.4201 | 717.6989 | 263.1032 | A
DXD200 | 4460.0236 | 4550.2001 | 4906.6625 | 119.8817 | 717.6989 | 423.2991 | A
DXD240 | 4953.3421 | 5052.0058 | 5447.7215 | 119.8817 | 890.4134 | 423.2991 | A
DXD300 | 6307.0505 | 6433.2976 | 6936.1642 | 197.3274 | 1063.1279 | 477.405 | A
DXD345 | 6543.6312 | 6674.1219 | 7198.2065 | 197.3274 | 1063.1279 | 477.405 | A
DXD385 | 7160.0141 | 7303.2356 | 7875.0607 | 197.3274 | 1063.1279 | 477.405 | A
DXD450 | 9117.3746 | 9299.8494 | 10028.6877 | 197.3274 | 1180.9939 | 495.4403 | A
DXD505 | 10026.5659 | 10227.076 | 11029.1164 | 197.3274 | 1180.9939 | 495.4403 | A
DXD570 | 10758.5869 | 10973.9496 | 11834.3395 | 197.3274 | 1180.9939 | 495.4403 | A
DXD660 | 13817.1616 | 14094.0565 | 15198.4534 | 281.1385 | 1328.0346 | 615.322 | A
DXD770 | 14979.908 | 15280.1427 | 16477.8988 | 281.1385 | 1328.0346 | 615.322 | A
DXD915 | 15973.9713 | 16293.3022 | 17570.6258 | 281.1385 | 1328.0346 | 615.322 | A
DXD1000 | 19929.0065 | 20327.9049 | 21922.4376 | 281.1385 | 1526.4229 | 615.322 | A
DXD1100 | 23474.5343 | 23944.513 | 25823.3669 | 570.7642 | 1533.4249 | 615.322 | A
DXD1200 | 26591.4585 | 27122.9694 | 29251.1348 | 570.7642 | 1725.9782 | 615.322 | A
DXD1350 | 32404.1296 | 33051.2786 | 35644.1182 | 684.2805 | 1945.3723 | 615.322 | A
DXD1500 | 35207.0274 | 35910.4041 | 38727.0936 | 684.2805 | 1945.3723 | 615.322 | A
DXD160R | 3807.5701 | 3882.894 | 4187.3723 | 141.0997 | 863.5726 | 263.1032 | A.
DXD210R | 5366.0322 | 5473.1831 | 5902.8476 | 197.3274 | 955.7648 | 423.2991 | A
DXD235R | 5562.2987 | 5673.6932 | 6119.2712 | 197.3274 | 955.7648 | 423.2991 | A
DXD275R | 5958.0144 | 6076.8352 | 6553.1793 | 197.3274 | 955.7648 | 423.2991 | A
DXD390R | 8522.2097 | 8693.0146 | 9374.1124 | 197.3274 | 1175.1589 | 495.4403 | A
DXD420R | 9000.6756 | 9181.0286 | 9900.3188 | 197.3274 | 1175.1589 | 495.4403 | A
DXD480R | 9864.2482 | 10061.5756 | 10849.8243 | 197.3274 | 1175.1589 | 495.4403 | A
DXT120 | 3301.5208 | 3367.2966 | 3631.4607 | 94.4201 | 676.8542 | 263.1032 | NA
DXT135 | 3852.1279 | 3928.5127 | 4236.1737 | 94.4201 | 708.3629 | 263.1032 | NA
DXT165 | 3949.7307 | 4029.2982 | 4345.4464 | 94.4201 | 717.6989 | 263.1032 | NA
DXT200 | 4670.0818 | 4763.441 | 5136.8778 | 119.8817 | 717.6989 | 423.2991 | NA
DXT240 | 5224.9325 | 5329.9616 | 5749.0171 | 119.8817 | 890.4134 | 423.2991 | NA
DXT300 | 6649.7212 | 6782.3337 | 7313.8446 | 197.3274 | 1063.1279 | 477.405 | NA
DXT345 | 6810.978 | 6946.7732 | 7492.0758 | 197.3274 | 1063.1279 | 477.405 | NA
DXT385 | 7251.2515 | 7396.5948 | 7975.8462 | 197.3274 | 1063.1279 | 477.405 | NA
DXT450 | 9493.9941 | 9683.8952 | 10443.4996 | 197.3274 | 1180.9939 | 495.4403 | NA
DXT505 | 10391.5155 | 10599.4519 | 11431.1975 | 197.3274 | 1180.9939 | 495.4403 | NA
DXT570 | 11122.4756 | 11345.2646 | 12235.3597 | 197.3274 | 1180.9939 | 495.4403 | NA
DXT660 | 14600.1058 | 14891.8533 | 16060.9651 | 281.1385 | 1328.0346 | 615.322 | NA
DXT770 | 15693.8937 | 16007.9201 | 17262.9648 | 281.1385 | 1328.0346 | 615.322 | NA
DXT915 | 17565.3213 | 17916.4792 | 19321.1108 | 281.1385 | 1328.0346 | 615.322 | NA
DXT1000 | 20910.339 | 21328.3336 | 23000.312 | 281.1385 | 1526.4229 | 615.322 | NA
DXT1100 | 23825.6922 | 24302.0363 | 26209.5345 | 570.7642 | 1533.4249 | 615.322 | NA
DXT1200 | 26946.86 | 27485.7972 | 29640.4851 | 570.7642 | 1725.9782 | 615.322 | NA
DXT1350 | 33875.5979 | 34553.513 | 37264.1125 | 684.2805 | 1945.3723 | 615.322 | NA
DXT1500 | 36438.7323 | 37167.5706 | 40082.9238 | 684.2805 | 1945.3723 | 615.322 | NA
DXT160R | 3968 | 4047 | 4364 | 119 | 863 | 263 | NA
DXT210R | 5711.8856 | 5749.0171 | 6284.7716 | 197.3274 | 955.7648 | 423.2991 | NA
DXT235R | 5904.9694 | 6022.7293 | 6494.8298 | 197.3274 | 955.7648 | 423.2991 | NA
DXT275R | 6228.5439 | 6352.6692 | 6851.2922 | 197.3274 | 955.7648 | 423.2991 | NA
DXT390R | 8903.0728 | 9081.304 | 9794.2288 | 197.3274 | 1175.1589 | 495.4403 | NA
DXT420R | 9383.6605 | 9571.4398 | 10320.4352 | 197.3274 | 1175.1589 | 495.4403 | NA
DXT480R | 10242.9895 | 10447.7432 | 11266.758 | 197.3274 | 1175.1589 | 495.4403 | NA
DXQ200 | 4766.6237 | 4862.1047 | 5242.9678 | 119.8817 | 717.6989 | 423.2991 | NA
DXQ240 | 5239.7851 | 5344.8142 | 5762.8088 | 119.8817 | 890.4134 | 423.2991 | NA
DXQ300 | 6664.5738 | 6798.2472 | 7330.819 | 197.3274 | 1063.1279 | 477.405 | NA
DXQ345 | 6867.2057 | 7004.0618 | 7552.5471 | 197.3274 | 1063.1279 | 477.405 | NA
DXQ385 | 7306.4183 | 7451.7616 | 8036.3175 | 197.3274 | 1063.1279 | 477.405 | NA
DXQ450 | 9535.3692 | 9726.3312 | 10489.1183 | 197.3274 | 1180.9939 | 495.4403 | NA
DXQ505 | 10431.8297 | 10640.827 | 11475.7553 | 197.3274 | 1180.9939 | 495.4403 | NA
DXQ570 | 11164.9116 | 11387.7006 | 12280.9784 | 197.3274 | 1180.9939 | 495.4403 | NA
DXQ660 | 14712.5612 | 15006.4305 | 16184.0295 | 281.1385 | 1328.0346 | 615.322 | NA
DXQ770 | 15878.4903 | 16195.6994 | 17467.7185 | 281.1385 | 1328.0346 | 615.322 | NA
DXQ915 | 17755.2224 | 18110.6239 | 19531.169 | 281.1385 | 1328.0346 | 615.322 | NA
DXQ1000 | 21650.8472 | 22084.7553 | 23816.1441 | 281.1385 | 1526.4229 | 615.322 | NA
DXQ1100 | 24411.309 | 24899.323 | 26852.4399 | 570.7642 | 1533.4249 | 615.322 | NA
DXQ1200 | 28131.8853 | 28695.2232 | 30945.3921 | 570.7642 | 1725.9782 | 615.322 | NA
DXQ1350 | 33979.5661 | 34658.5421 | 37377.6288 | 684.2805 | 1945.3723 | 615.322 | NA
DXQ1500 | 36780.3421 | 37515.5458 | 40458.4824 | 684.2805 | 1945.3723 | 615.322 | NA
DXQ160R | 4056.8816 | 4138.5709 | 4464.2672 | 119.8817 | 863.5726 | 263.1032 | NA
DXQ210R | 5806.3057 | 5923.0047 | 6386.618 | 197.3274 | 955.7648 | 423.2991 | NA
DXQ235R | 5962.258 | 6081.0788 | 6558.4838 | 197.3274 | 955.7648 | 423.2991 | NA
DXQ275R | 6286.8934 | 6412.0796 | 6914.9462 | 197.3274 | 955.7648 | 423.2991 | NA
DXQ390R | 8949.7524 | 9127.9836 | 9844.0911 | 197.3274 | 1175.1589 | 495.4403 | NA
DXQ420R | 9426.0965 | 9613.8758 | 10369.2366 | 197.3274 | 1175.1589 | 495.4403 | NA
DXQ480R | 10288.6082 | 10494.4228 | 11318.7421 | 197.3274 | 1175.1589 | 495.4403 | NA
Insulation*: 19 mm close cell elastomerlayer (black) glued to the evaporator surface with textile covering
Flanges**: Version with flanges brine side UNI EN 1092-1 PN16
4 pass ref.***: 4 pass refrigerant side available
A = Available, NA = Not Available
Baffle version | Price multiplier
H = Tubebundle with reduced baffles distance | 1.03
X = Tubebundle with extra-reduced baffles distance. Available only for Dryplus-3 series | 1.05
ASME, SELO approvals are subjected to inspection cost according to the following list. For other approvals please contact your Alfa Laval local sales organization For big batches please contact the Alfa Laval local sales organization for specific quotations
Inspection net prices (They cannot be discounted):
- ASME 500 EUR for each unit (if the evaporator is U-STAMP)
- SELO 500 EUR for each unit
Alfa Laval Dryplus-E shell-and-tube dry expansion evaporator
The Alfa Laval Dryplus-E is starting the phase down plan and is replaced by the Alfa Laval Pure Cooler product line.
Model | CE Price | EAC - SELO Price | ASME Price | Welded supports Price | Insulation* Price | Flanges ** Price | 4 pass ref.***
DES130 | 4887.8135 | 5005.7382 | 5399.1879 | 119.8817 | 717.6989 | 263.1032 | A
DES175 | 7109.6471 | 7251.818 | 7820.5016 | 197.3274 | 955.7648 | 423.2991 | A
DES240 | 7550.4871 | 7701.4748 | 8304.3235 | 197.3274 | 955.7648 | 423.2991 | A
DES265 | 9907.879 | 10106.257 | 10898.6669 | 197.3274 | 1180.9939 | 477.405 | A
DES315 | 10248.4279 | 10453.4185 | 11273.3809 | 197.3274 | 1180.9939 | 477.405 | A
DES350 | 10655.1028 | 10867.8081 | 11720.8335 | 197.3274 | 1180.9939 | 477.405 | A
DED130 | 4938.5101 | 5036.597 | 5432.2509 | 119.8817 | 717.6989 | 263.1032 | NA
DED175 | 7205.5298 | 7349.9049 | 7926.3032 | 197.3274 | 955.7648 | 423.2991 | NA
DED240 | 7606.6942 | 7758.784 | 8368.2453 | 197.3274 | 955.7648 | 423.2991 | NA
DED265 | 10402.7219 | 10611.0188 | 11443.1043 | 197.3274 | 1180.9939 | 477.405 | NA
DED315 | 10734.454 | 10948.2614 | 11807.8994 | 197.3274 | 1180.9939 | 477.405 | NA
DED350 | 11140.0268 | 11363.7531 | 12254.2499 | 197.3274 | 1180.9939 | 477.405 | NA
DED440 | 15947.387 | 16266.996 | 17543.2278 | 281.1385 | 1328.0346 | 495.4403 | A
DED535 | 16771.7578 | 17107.8983 | 18450.2561 | 281.1385 | 1328.0346 | 495.4403 | A
DED585 | 17721.768 | 18076.6442 | 19495.0469 | 281.1385 | 1526.4229 | 495.4403 | A
DED645 | 23147.4063 | 23610.2883 | 25461.8163 | 570.7642 | 1533.4249 | 615.322 | A
DED715 | 26256.4304 | 26781.03 | 28882.7347 | 570.7642 | 1725.9782 | 615.322 | A
DED745 | 29039.2329 | 29620.0396 | 31944.3685 | 684.2805 | 1945.3723 | 615.322 | A
DED860 | 30531.4763 | 31142.0397 | 33585.3954 | 684.2805 | 1945.3723 | 615.322 | A
DED955 | 33319.7893 | 33985.4577 | 36652.5397 | 684.2805 | 1945.3723 | 615.322 | A
DED1100 | 46042.4317 | 46962.6852 | 50645.9034 | 727.7774 | 1945.3723 | 615.322 | A
DED1220 | 49283.7078 | 50270.0873 | 54213.4011 | 727.7774 | 1945.3723 | 615.322 | A
DET130 | 5477.437 | 5586.5449 | 6025.1807 | 119.8817 | 717.6989 | 263.1032 | NA
DET175 | 7175.7731 | 7319.0461 | 7893.2402 | 197.3274 | 955.7648 | 423.2991 | NA
DET240 | 8345.1012 | 8511.5183 | 9180.493 | 197.3274 | 955.7648 | 423.2991 | NA
DET265 | 11284.4019 | 11510.3324 | 12414.0544 | 197.3274 | 1180.9939 | 477.405 | NA
DET315 | 11608.4193 | 11839.8603 | 12767.8285 | 197.3274 | 1180.9939 | 477.405 | NA
DET350 | 12421.7691 | 12670.8437 | 13663.8358 | 197.3274 | 1180.9939 | 477.405 | NA
DET440 | 17355.8708 | 17703.0323 | 19092.7804 | 281.1385 | 1328.0346 | 495.4403 | NA
DET535 | 19212.9093 | 19596.4401 | 21133.8696 | 281.1385 | 1328.0346 | 495.4403 | NA
DET585 | 20220.2287 | 20624.6994 | 22243.6843 | 281.1385 | 1526.4229 | 495.4403 | NA
DET645 | 26141.812 | 26664.2074 | 28755.9932 | 570.7642 | 1533.4249 | 615.322 | NA
DET715 | 29451.4183 | 30041.0418 | 32396.2295 | 570.7642 | 1725.9782 | 615.322 | NA
DET745 | 34419.6851 | 35107.3955 | 37861.5434 | 684.2805 | 1945.3723 | 615.322 | NA
DET860 | 36499.3478 | 37228.938 | 40147.2988 | 684.2805 | 1945.3723 | 615.322 | NA
DET955 | 39738.4197 | 40533.0338 | 43712.5923 | 684.2805 | 1945.3723 | 615.322 | NA
DET1100 | 47285.6005 | 48231.2023 | 52014.7116 | 727.7774 | 1945.3723 | 615.322 | NA
DET1220 | 50967.7166 | 51987.1591 | 56064.9291 | 727.7774 | 1945.3723 | 615.322 | NA
DET1290 | 55142.4714 | 56245.6735 | 60656.2777 | 875.2425 | 2282.6324 | 615.322 | NA
DET1420 | 61680.1286 | 62913.3785 | 67847.4802 | 875.2425 | 3676.0185 | 615.322 | NA
DEQ440 | 17680.9903 | 18034.7644 | 19448.7587 | 281.1385 | 1328.0346 | 495.4403 | NA
DEQ535 | 19596.4401 | 19988.7877 | 21555.9739 | 281.1385 | 1328.0346 | 495.4403 | NA
DEQ585 | 20623.5973 | 21035.7827 | 22686.7285 | 281.1385 | 1526.4229 | 495.4403 | NA
DEQ645 | 26690.6578 | 27225.1763 | 29359.944 | 570.7642 | 1533.4249 | 615.322 | NA
DEQ715 | 30043.246 | 30643.8905 | 33046.4685 | 570.7642 | 1725.9782 | 615.322 | NA
DEQ745 | 35106.2934 | 35808.3311 | 38617.584 | 684.2805 | 1945.3723 | 615.322 | NA
DEQ860 | 37230.0401 | 37975.0597 | 40951.8318 | 684.2805 | 1945.3723 | 615.322 | NA
DEQ955 | 40534.1359 | 41345.2815 | 44587.6597 | 684.2805 | 1945.3723 | 615.322 | NA
DEQ1100 | 48231.2023 | 49195.5398 | 53052.8898 | 727.7774 | 1945.3723 | 615.322 | NA
DEQ1220 | 51987.1591 | 53026.4394 | 57185.7648 | 727.7774 | 1945.3723 | 615.322 | NA
DEQ1290 | 56242.3672 | 57367.6113 | 61866.3835 | 875.2425 | 2282.6324 | 615.322 | NA
DEQ1420 | 62913.3785 | 64170.8746 | 69204.1653 | 875.2425 | 3676.0185 | 615.322 | NA
Insulation*: 19 mm close cell elastomerlayer (black) glued to the evaporator surface with textile covering
Flanges **: Version with flanges brine side UNI EN 1092-1 PN16
4 pass ref. ***: 4 pass refrigerant side available
A = Available, NA = Not Available
Baffle version | Price multiplier
H = Tubebundle with reduced baffles distance | 1.03
Square version | Price multiplier
Roundversion is standard, on request a square version is available | 1.055
ASME, SELO approvals are subjected to inspection cost according to the following list. For other approvals please contact your Alfa Laval local sales organization For big batches please contact the Alfa Laval local sales organization for specific quotations
Inspection net prices (They cannot be discounted):
- ASME 500 EUR for each unit (if the evaporator is U-STAMP)
- SELO 500 EUR for each unit
Price Multiplier 2016 Shell-and-tube evaporator and Accessories
Low temperature version | Price multiplier
BT version for operationup to -40°C with CE approval | x 1.06
Special material versions
Exchange tubes in copper; tube sheet, baffles, shell and shell side connections in stainless steel AISI 316L | x 1.9
Tube bundle ( tubes, tubes sheet , baffles ) in stainless steel AISI 316L and carbon steel shell | x 2
Tube bundle, shell and shell connections in stainless steel AISI 316L | x 2.8
Carbon steel tubes (not available for units bigger than DX1350 and DE745) | x 1.7
Copper/Nickel tubes (Cu/Ni 90/10) | x 1.8
Copper/Nickel tubes (Cu/Ni 90/10) with AISI 316L tube sheet and AISI 316L baffles | x 2.0
Plastic buffles for Dryplus-3 and Dryplus-E | x 1.01
Stainless steel AISI 316L baffles for Dryplus-3 and Dryplus-E | x 1.04
Special 4 passes version
In case of low refrigerantvelocity a special 4P version is available | x 1.05
Special shell length
Shell + 500mm | x 1.05
Flanges in stainless steel
Kit flanges, bolts in stainless steel AISI 316L | x 5.0
IT integrated water tanks for evaporators *
Model | Capacity L | Shell-and-tube evaporator model | Shell-and-tube evaporator model | Price
IT 240 | 240 | DX 18, 28, 35, 47 | NA | 996.1851
IT 470 | 470 | DX 56, 65, 80, 95 | NA | 1840.6615
IT 610 | 610 | DX 120, 135, 165 | NA | 2353.0762
IT 1100 | 1100 | DX 200, 240, 160R | DE 130 | 3076.61
IT 1400 | 1400 | DX 300, 345, 385, 210R, 235R,275R | DE 175, 240 | 4022.9328
IT 2000 | 2000 | DX 450, 505, 570, 390R, 420R,480R | DE 265, 315, 350 | 5381.9457
IT 2500 | 2500 | DX 660, 770, 915, 1000 | DE 440, 535, 585 | 5728.86
IT 3000 | 3000 | DX 1000 (+500 mm) | NA | 7297.9311
* IT tanks are only sold alongwith evaporators. Add the tank price to the selected evaporator.
IT integrated water tanks for evaporators | Price multiplier
In case of IT watertanks with a design pressure of 16 bar water side | x 1.5
Alfa Laval evaporators can be equipped with supports welded to the shell or with universal brackets which are positioned in the installation phase and allows therefore the maximum flexibility (available up to shell diameter 406 mm)
Supports for shell-and-tube evaporators
Article No | Model | Shell diameter (mm) | Brackets (A COUPLE)
10099200 | DX 18-28, 35-47 | D = 140 | 207.9364
10099201 | DX 56-65, 80-95 | D = 168 | 210.0582
10099202 | DX 120-135-165 | D = 194 | 212.18
10099203 | DX 200-240-160R - DE 130 | D = 219 | 216.4236
10099204 | DX 300-345-385-210R-235R-275R- DE 175-240 | D = 273 | 264
10099205 | DX 450-505-570-390R-420R-480R- DE 265-315-350 | D = 324 | 302
10099206 | DX 660-770-915-1000 - DE 440-535-585 | D = 406 | 375.95
Extra price for specialexecution on refrigerant side (see catalogue)
Model | ODS mm | ODS inch | Extra price
FA | 35 , 42 , 54 | 2-1/8 , 1-3/8 | 49
FB | 54 , 67 | 2-5/8 , 2-1/8 | 62
FC | 67 , 89 | 2-5/8 , 3-1/8 | 99
Alfa Laval FEV-HP shell-and-tube evaporator
The Alfa Laval FEV-HP is a high-performance flooded evaporator for air conditioning and industrial refrigeration systems. The flooded evaporators are utilized when operation with closer temperature approaches than that provided by dry expansion evaporators is required. Evaporation temperatures range from 0°C to +10°C. The Alfa Laval FEV-HP has been optimized for R134a and R1234ze refrigerants at low pressure (18 barg). Capacity range 250 – 5000 kW. PED/CE pressure vessel code is available.
Model for oil free centrifugal compressors | CE Price | Capacity*(kW) | Capacity**(kW) | Shell diameter (mm) | Total length (mm) | Water passes | Water connection pipe
FEV-HP 1605 | 14759.2408 | 276 | 174 | 406 | 2120 | 4 | 4"
FEV-HP 1610 | 19029.3633 | 574 | 385 | 406 | 3590 | 2 | 5"
FEV-HP 1805 | 16315.5811 | 314 | 193 | 457 | 2120 | 4 | 4"
FEV-HP 1810 | 20247.2765 | 656 | 437 | 457 | 3590 | 2 | 5"
FEV-HP 2005 | 17421.0389 | 387 | 246 | 508 | 2120 | 4 | 4"
FEV-HP 2010/1 | 26417.4709 | 820 | 540 | 508 | 3590 | 2 | 6"
FEV-HP 2010/2 | 29197.0289 | 1211 | 815 | 508 | 3590 | 2 | 6"
FEV-HP 2205 | 23762.0382 | 600 | 402 | 559 | 2120 | 4 | 5"
FEV-HP 2210 | 32629.0404 | 1152 | 772 | 559 | 3590 | 2 | 6"
FEV-HP 2410 | 37426.4302 | 1476 | 995 | 610 | 3640 | 2 | 8"
FEV-HP 2610 | 41667.9084 | 1542 | 1022 | 660 | 3640 | 2 | 8"
FEV-HP 2810 | 59001.9535 | 1971 | 1314 | 711 | 3710 | 2 | 8"
* Nominal cooling capacity atthe following conditions: refrigerant R134a, secondary fluid water,evaporation temperature 4.5°C, Tcond 50°C, water temperatures 12/6°C,oil free compressors.** Nominal cooling capacity at the following conditions: refrigerantR134a, secondary fluid water, evaporation temperature 6°C, Tcond 50°C,water temperatures 12/7°C, oil free compressors.
Model for screw compressor with oil *** | CE Price | Capacity*(kW) | Capacity**(kW) | Shell diameter (mm) | Total length (mm) | Water passes | Water connection pipe
FEV-HP 1606 | 16605.2068 | 276 | 174 | 406 | 2425 | 4 | 4"
FEV-HP 1612 | 21407.9011 | 574 | 385 | 406 | 4200 | 2 | 5"
FEV-HP 1806 | 18354.6309 | 314 | 193 | 457 | 2425 | 4 | 4"
FEV-HP 1812 | 22777.523 | 656 | 437 | 457 | 4200 | 2 | 5"
FEV-HP 2006 | 19599.0666 | 387 | 246 | 508 | 2425 | 4 | 4"
FEV-HP 2012/1 | 29718.9917 | 820 | 540 | 508 | 4200 | 2 | 6"
FEV-HP 2012/2 | 32846.5249 | 1211 | 815 | 508 | 4200 | 2 | 6"
FEV-HP 2206 | 26731.4973 | 600 | 402 | 559 | 2425 | 4 | 5"
FEV-HP 2212 | 36707.14 | 1152 | 772 | 559 | 4200 | 2 | 6"
FEV-HP 2412 | 42104.9992 | 1476 | 995 | 610 | 4250 | 2 | 8"
FEV-HP 2612 | 46876.9274 | 1542 | 1022 | 660 | 4250 | 2 | 8"
FEV-HP 2812 | 66377.3303 | 1971 | 1314 | 711 | 4320 | 2 | 8"
* Nominal cooling capacity atthe following conditions: refrigerant R134a, secondary fluid water,evaporation temperature 4.5°C, Tcond 50°C, water temperatures 12/6°C,screw compressors.** Nominalcooling capacity at the following conditions: refrigerant R134a, secondaryfluid water, evaporation temperature 6°C, Tcond 50°C, water temperatures12/7°C, screw compressors.*** Models for use withscrew compressors include ports for return oil.
Standard model includes: -Welded supports for one compressor -One refrigerant inlet -One refrigerant outlet -Bottom welded feet -One sight glass -Flexible joint (Vitaulic) water-sideconnections including clamp and counter-pipe
NEW
Shell-and-tube evaporators
price list 2016
phase-down
phase-down
INDEX
INDEX
INDEX
INDEX
INDEX
INDEX
INDEX

## Shell-and-tube condensers
CRF shell-and-tube condenser
CXP shell-and-tube condenser
CXPM shell-and-tube condenser
McDEW shell-and-tube condenser
CDEW and CDEW-E shell-and-tube condenser
Price Multiplier 2016 shell-and-tube condenser and Accessories
Designed for air conditioning and refrigeration applications, the Alfa Laval condenser range function is to heat water, seawater or brine. The condenser range includes different products that are optimized for HCFC and HFC refrigerants to provide the best efficiency. Each condenser can be configured with two and four passes on the water side. PED/CE, ASME, EAC, SELO, DNV and other major marine approvals are available.
Alfa Laval shell-and-tube documentation
- Standard models are CE approved. The products will be supplied with CE declaration of conformity , instruction manual and CE data label.
- In case of different documentation required consider table below:
Article no. | Documentation description | Details | Net price *
59800302 | Welding books | Maps, welder approvals for each item | 60
59800303 | Mechanical calculation | For each item number | 500
59800304 | Pressure test | For each unit | 60
59800305 | Material traceability | For each unit | 60
59800306 | Non destructivetest | Penetrant liquids for each unit | 60
* These prices are fixed and cannot be discounted.
Packaging
Standard prices include fumigated packaging (pallet for deliveries within Italy, wooden crate for shipments outside Italy). Special packaging solutions to be agreed with Alfa Laval Alonte manufacturing.
Painting
Products are supplied with a black (RAL 9011) 30 micron primer painting.
Alfa Laval CRF shell-and-tube condenser
CRF Shell-and-tube water cooled condensers
The new CRF condenser has been developed for HFC
cooling applications at Medium Pressure (PS 30 bar) and High
Pressure (PS 48 barg) within Refrigeration, Process Cooling
and Air Conditioning.
CRF design has been optimized for R407F and R134a refrigerants.
The Alfa Laval CRF shell and-tube condensers series guaranties maximum efficiency and compactness.
3 different tube lengths (5,6,7) to match different temperature approaches.
Condensing capacity from 100 to 1200 kW
Please contact Alfa Laval Local Sales Organization for quotation of:
- DNV, GL and LR approval with R134a
- DNV approval with power input for each compressor is < 100 kW
Price could be lower than the one listed in the following chart.
Model | Europe CE Price | Europe CE 48 bar Price | Support accessories |  |  | Marine Approvals
|  |  | Welded supports (couple) Price | Brackets (couple) Price | Flanges ** Price | DNV Price | ASME - ABS - GL Price | EAC Price
CRF serie- lenght 5
CRF162-5-XS | 1883.0094 | 2108.9705 | 77.25 | 210 | 288.4 | 2259.6113 | 2108.9705 | 1920.6696
CRF163-5-XS | 2008.7843 | 2249.8384 | 77.25 | 210 | 288.4 | 2410.5412 | 2249.8384 | 2048.96
CRF164-5-XS | 2134 | 2390.7063 | 77.25 | 210 | 288.4 | 2561.4711 | 2390.7063 | 2177.2504
CRF211-5-S | 2631.7691 | 2947.5814 | 103 | 216 | 334.75 | 3158.1229 | 2947.5814 | 2684.4045
CRF212-5-S | 2883.8558 | 3229.9185 | 103 | 216 | 334.75 | 3460.627 | 3229.9185 | 2941.5329
CRF213-5-S | 3072 | 3441.6713 | 103 | 216 | 334.75 | 3687.505 | 3441.6713 | 3134.3792
CRF214-5-S | 3195.7045 | 3579.189 | 103 | 216 | 334.75 | 3834.8454 | 3579.189 | 3259.6186
CRF271-5-S | 4146 | 4642.7271 | 128.75 | 264 | 525.3 | 4974.3505 | 4642.7271 | 4228.1979
CRF272-5-S | 4407.3624 | 4936.2459 | 128.75 | 264 | 525.3 | 5288.8349 | 4936.2459 | 4495.5097
CRF273-5-S | 4636.674 | 5193.0749 | 128.75 | 264 | 525.3 | 5564.0088 | 5193.0749 | 4729.4075
CRF274-5-S | 5029 | 5633.353 | 128.75 | 264 | 525.3 | 6035.7354 | 5633.353 | 5130.3751
CRF322-5-S | 6272 | 7023.7306 | 154.5 | 302 | 525.3 | 7525.4257 | 7023.7306 | 6396.6118
CRF323-5-S | 6673 | 7470.9973 | 154.5 | 302 | 525.3 | 8004.64 | 7470.9973 | 6803.944
CRF324-5-S | 7202.9937 | 8067.3529 | 154.5 | 302 | 525.3 | 8643.5924 | 8067.3529 | 7347.0536
CRF401-5-M | 9155.0545 | 10253.6611 | 257.5 | 376 | 700.4 | 10986.0654 | 10253.6611 | 9338.1556
CRF402-5-M | 9612.5655 | 10766.0733 | 257.5 | 376 | 700.4 | 11535.0786 | 10766.0733 | 9804.8168
CRF403-5-M | 10200.7938 | 11424.8891 | 257.5 | 376 | 700.4 | 12240.9526 | 11424.8891 | 10404.8097
CRF404-5-M | 10985.0983 | 12303.3101 | 257.5 | 376 | 700.4 | 13182.118 | 12303.3101 | 11204.8003
CRF452-5-M | 13260.4013 | 14851.6494 | 360.5 | - | 700.4 | 15912.4815 | 14851.6494 | 13525.6093
CRF453-5-M | 13849.0947 | 15510.9861 | 360.5 | - | 700.4 | 16618.9136 | 15510.9861 | 14126.0766
CRF454-5-M | 14470.676 | 16207.1571 | 360.5 | - | 700.4 | 17364.8112 | 16207.1571 | 14760.0895
CRF serie- lenght 6
CRF162-6-XS | 2071.3103 | 2319.8676 | 77.25 | 210 | 288.4 | 2485.5724 | 2319.8676 | 2112.7365
CRF163-6-XS | 2209 | 2474.8223 | 77.25 | 210 | 288.4 | 2651.5953 | 2474.8223 | 2253.856
CRF164-6-XS | 2348.0152 | 2629.777 | 77.25 | 210 | 288.4 | 2817.6182 | 2629.777 | 2394.9755
CRF211-6-S | 2894.946 | 3242.3395 | 103 | 216 | 334.75 | 3473.9352 | 3242.3395 | 2952.8449
CRF212-6-S | 3172.2414 | 3552.9103 | 103 | 216 | 334.75 | 3806.6897 | 3552.9103 | 3235.6862
CRF213-6-S | 3380.2129 | 3785.8385 | 103 | 216 | 334.75 | 4056.2555 | 3785.8385 | 3447.8172
CRF214-6-S | 3515.275 | 3937.1079 | 103 | 216 | 334.75 | 4218.3299 | 3937.1079 | 3585.5804
CRF271-6-S | 4559.8213 | 5106.9999 | 128.75 | 264 | 525.3 | 5471.7856 | 5106.9999 | 4651.0177
CRF272-6-S | 4848.0987 | 5429.8705 | 128.75 | 264 | 525.3 | 5817.7184 | 5429.8705 | 4945.0607
CRF273-6-S | 5101 | 5712.3823 | 128.75 | 264 | 525.3 | 6120.4097 | 5712.3823 | 5202.3482
CRF274-6-S | 5532.7574 | 6196.6883 | 128.75 | 264 | 525.3 | 6639.3089 | 6196.6883 | 5643.4126
CRF322-6-S | 6898.3069 | 7726.1037 | 154.5 | 302 | 525.3 | 8277.9682 | 7726.1037 | 7036.273
CRF323-6-S | 7337.5867 | 8218.0971 | 154.5 | 302 | 525.3 | 8805.104 | 8218.0971 | 7484.3384
CRF324-6-S | 7924 | 8874.0882 | 154.5 | 302 | 525.3 | 9507.9517 | 8874.0882 | 8081.7589
CRF401-6-M | 10070 | 11279.0272 | 257.5 | 376 | 700.4 | 12084.672 | 11279.0272 | 10271.9712
CRF402-6-M | 10573.822 | 11842.6807 | 257.5 | 376 | 700.4 | 12688.5864 | 11842.6807 | 10785.2985
CRF403-6-M | 11220.8732 | 12567.378 | 257.5 | 376 | 700.4 | 13465.0479 | 12567.378 | 11445.2907
CRF404-6-M | 12083.6082 | 13533.6411 | 257.5 | 376 | 700.4 | 14500.3298 | 13533.6411 | 12325.2803
CRF452-6-M | 14586.4414 | 16336.8144 | 360.5 | - | 700.4 | 17503.7297 | 16336.8144 | 14878.1702
CRF453-6-M | 15234.0042 | 17062.0847 | 360.5 | - | 700.4 | 18280.805 | 17062.0847 | 15538.6842
CRF454-6-M | 15917.7436 | 17827.8728 | 360.5 | - | 700.4 | 19101.2923 | 17827.8728 | 16236.0985
CRF serie- lenght 7
CRF162-7-XS | 2203.121 | 2467.4955 | 77.25 | 210 | 288.4 | 2643.7452 | 2467.4955 | 2247.1834
CRF163-7-XS | 2350.2776 | 2632.311 | 77.25 | 210 | 288.4 | 2820.3332 | 2632.311 | 2397.2832
CRF164-7-XS | 2497.4343 | 2797.1264 | 77.25 | 210 | 288.4 | 2996.9212 | 2797.1264 | 2547.383
CRF211-7-S | 3079.1698 | 3448.6702 | 103 | 216 | 334.75 | 3695.0038 | 3448.6702 | 3140.7532
CRF212-7-S | 3374.1113 | 3779.0046 | 103 | 216 | 334.75 | 4048.9335 | 3779.0046 | 3441.5935
CRF213-7-S | 3595.3174 | 4026.7555 | 103 | 216 | 334.75 | 4314.3808 | 4026.7555 | 3667.2237
CRF214-7-S | 3738.9743 | 4187.6512 | 103 | 216 | 334.75 | 4486.7691 | 4187.6512 | 3813.7538
CRF271-7-S | 4849.9918 | 5431.9908 | 128.75 | 264 | 525.3 | 5819.9901 | 5431.9908 | 4946.9916
CRF272-7-S | 5156.614 | 5775.4077 | 128.75 | 264 | 525.3 | 6187.9369 | 5775.4077 | 5259.7463
CRF273-7-S | 5424.9086 | 6075.8976 | 128.75 | 264 | 525.3 | 6509.8903 | 6075.8976 | 5533.4067
CRF274-7-S | 5884.842 | 6591.023 | 128.75 | 264 | 525.3 | 7061.8104 | 6591.023 | 6002.5388
CRF322-7-S | 7337.29 | 8217.7648 | 154.5 | 302 | 525.3 | 8804.748 | 8217.7648 | 7484.0358
CRF323-7-S | 7804.524 | 8741.0669 | 154.5 | 302 | 525.3 | 9365.4288 | 8741.0669 | 7960.6145
CRF324-7-S | 8427.5026 | 9438.8029 | 154.5 | 302 | 525.3 | 10113.0031 | 9438.8029 | 8596.0527
CRF401-7-M | 10711.4138 | 11996.7835 | 257.5 | 376 | 700.4 | 12853.6966 | 11996.7835 | 10925.6421
CRF402-7-M | 11246.7016 | 12596.3058 | 257.5 | 376 | 700.4 | 13496.0419 | 12596.3058 | 11471.6356
CRF403-7-M | 11934.9288 | 13367.1203 | 257.5 | 376 | 700.4 | 14321.9146 | 13367.1203 | 12173.6274
CRF404-7-M | 12852.565 | 14394.8728 | 257.5 | 376 | 700.4 | 15423.0781 | 14394.8728 | 13109.6163
CRF452-7-M | 15514.6695 | 17376.4298 | 360.5 | - | 700.4 | 18617.6034 | 17376.4298 | 15824.9629
CRF453-7-M | 16203.4408 | 18147.8537 | 360.5 | - | 700.4 | 19444.1289 | 18147.8537 | 16527.5096
CRF454-7-M | 16930.6909 | 18962.3738 | 360.5 | - | 700.4 | 20316.8291 | 18962.3738 | 17269.3047
Condenser can be 2P (tower) or 4P (city) versions. Price is the same both for 2P and 4P versions.
Other Approvals | Price multiplier from CE | NOTE
LR, BV, RINA, RS, SELO approval | OR | please specify the refrigerant
Brazil NR13 Approval | OR | additional net price for NR13 Documentation 300 € * (net price)
DNV, ABS, LR, BV, GL, ASME, RINA and RS approvals are subjected to inspection cost according to the following list.
- DNV 200 EUR* per each unit (Hull number, shipyard and destination alwayshave to be specified)
- ASME 500 EUR* per each unit ( if the condenser is U-STAMP)
- ABS, BV, RINA, RS, GL, LR 500 EUR* per each unit (Hull number, shipyard and destination alwayshave to be specified)
* These prices are fixed and cannot be discounted.
** Flanges available loose or assembled (leakage test)
Alfa Laval CXP shell-and-tube condenser
The Alfa Laval CXP is a compact condenser for fresh water applications that use HCFC or HFC refrigerants at medium and high pressures (30 - 45 barg). Capacity range 5 - 150 kW. PED/CE, EAC, SELO, DNV and other major marine approvals are available.
Model | Europe CEPrice | Europe CE45 bar versionPrice | Support accessories
|  |  | Welded (couple) Price | Brackets* (single) Price
CXP serie- FRESH WATER
CXP 111-XXS-4P | 774.457 | 774.457 | 83.43 | N.A.
CXP 112-XXS-4P | 965.419 | 965.419 | 83.43 | N.A.
CXP 113-XXS-4P | 1204.1215 | 1204.1215 | 83.43 | N.A.
CXP 111-XS | 1241.253 | 1241.253 | 83.43 | N.A.
CXP 112-XS | 1318.6987 | 1318.6987 | 83.43 | N.A.
CXP 113-XS | 1395.0835 | 1395.0835 | 83.43 | N.A.
CXP 142-XS | 1612.568 | 1773.8248 | 83.43 | 103.9682
CXP 143-XS | 1685.7701 | 1854.3471 | 83.43 | 103.9682
CXP 144-XS | 1760.0331 | 1936.0364 | 83.43 | 103.9682
CXP 142-S | 1895.8283 | 2085.4111 | 83.43 | 103.9682
CXP 143-S | 2018.8927 | 2220.782 | 83.43 | 103.9682
CXP 144-S | 2134.5308 | 2347.9839 | 83.43 | 103.9682
CXP 161-S | 2501.6022 | 2751.7624 | 83.43 | 105.0291
CXP 162-S | 2570.5607 | 2827.6168 | 83.43 | 105.0291
CXP 163-S | 2673.468 | 2940.8148 | 83.43 | 105.0291
CXP 161-M-1P | 2776.3753 | 3054.0128 | 83.43 | 105.0291
CXP 162-M-1P | 2875.039 | 3162.5429 | 83.43 | 105.0291
CXP 163-M-1P | 2969.4591 | 3266.405 | 83.43 | 105.0291
Condenser can be 2P (tower) or 4P (city) versions. Price is the same both for 2P and 4P versions.
* Brackets support are only available loose.
Alfa Laval CXPM shell-and-tube condenser
The Alfa Laval CXP/M is a compact condenser for seawater applications that use HCFC and HFC refrigerants at medium and high pressures (30 - 45 barg). Capacity range 15 - 150 kW. PED/CE, EAC, SELO, DNV and other major marine approvals are available.
Model | Europe CEPrice | Europe CE 45 bar versionPrice | Support accessories
|  |  | Welded (couple) Price | Brackets* (single) Price
CXPM serie- SEA WATER
CXPM 111-XS | 2031 | 2031.6235 | 83.43 | N.A.
CXPM 112-XS | 2158.9315 | 2158.9315 | 83.43 | N.A.
CXPM 113-XS | 2285 | 2284.1177 | 83.43 | N.A.
CXPM 142-XS | 2639.5192 | 2903.4711 | 83.43 | 103.9682
CXPM 143-XS | 2760.4618 | 3036.508 | 83.43 | 103.9682
CXPM 144-XS | 2881.4044 | 3169.5448 | 83.43 | 103.9682
CXPM 142-S | 3103.1325 | 3413.4458 | 83.43 | 103.9682
CXPM 143-S | 3304 | 3635.1739 | 83.43 | 103.9682
CXPM 144-S | 3493 | 3841.7311 | 83.43 | 103.9682
CXPM 161-S | 4094.0131 | 4503.4144 | 83.43 | 105.0291
CXPM 162-S | 4207 | 4627.1154 | 83.43 | 105.0291
CXPM 163-S | 4376.2125 | 4813.8337 | 83.43 | 105.0291
CXPM 161-M-1P | 4544.8956 | 4999.3852 | 83.43 | 105.0291
CXPM 162-M-1P | 4705.0915 | 5175.6007 | 83.43 | 105.0291
CXPM 163-M-1P | 4858.922 | 5344.8142 | 83.43 | 105.0291
Condenser can be 2P (tower) or 4P (city) versions. Price is the same both for 2P and 4P versions.
* Brackets support are only available loose.
Alfa Laval McDEW shell-and-tube condenser
The Alfa Laval McDew is a condenser for seawater applications that use HCFC and HFC refrigerants at medium and high pressures (30 - 45 barg). Capacity range 15 - 1700 kW. PED/CE, ASME, EAC, SELO, DNV and other major marine approvals are available. The square tube sheet can be used as a support for the condenser.
Model | Europe CEPrice | RUSSIA EAC CHINA SELO Price | USA ASME¹ Price | ABS Price | DNV Price | Support accessories
[6 empty] | Welded supports (couple) Price | Brackets* (single) 2 Price
McDEW 15 | 2779.558 | 2835.7857 | 3318.4952 | 3412.9153 | OR | 83 | 105.0291
McDEW 25 | 2949.302 | 3008.7124 | 3504.1527 | 3621.9126 | OR | 83 | 105.0291
McDEW 34 | 3169.9692 | 3233.6232 | 3741.7943 | 3893.503 | OR | 83 | 105.0291
McDEW 48 | 3530.6752 | 3617.669 | 4074.9169 | 4354.9945 | OR | 83 | 105.0291
McDEW 50 | 3546 | 3600.6946 | 4132.2055 | 4336.9592 | OR | 83 | 105.0291
McDEW 67 | 3769 | 3844.7016 | 4308.3149 | 4627.6458 | OR | 83 | 105.0291
McDEW 90 | 4192.6768 | 4276.4879 | 4757.0756 | 5149.6086 | OR | 83 | 105.0291
McDEW 105 | 4413 | 4500.3378 | 5084.8937 | 5419.0772 | OR | 83 | 105.0291
McDEW 123 | 4753 | 4848.313 | 5453.026 | 5839.1936 | OR | 83 | 105.0291
McDEW153 | 5986.36 | 6106 | 8439 ¹ | 9121.68 | OR | 95 | 106
[6 empty] | 119¹ | 108
McDEW175 | 6246 | 6371 | 8686 ¹ | 9516 | OR | 95 | 106
[6 empty] | 119¹ | 108
McDEW200 | 6493 | 6623 | 9017 ¹ | 9892 | OR | 95 | 106
[6 empty] | 119¹ | 108
McDEW205 | 6847 | 6983 | 9815 ¹ | 10434 | OR | 95 | 106
[6 empty] | 119¹ | 108
McDEW 238 | 9213.9165 | 9398.5131 | 10268.4511 | 11316.6203 | OR | 197.3274 | 131.5516
McDEW 275 | 10113 | 10314.0698 | 11242.3573 | 12421.0172 | OR | 197.3274 | 131.5516
McDEW 330 | 11203.104 | 11426.9539 | 12417.8345 | 13758.8121 | 13595.6869 | 197.3274 | 131.5516
McDEW 370 | 12057.1285 | 12297.9528 | 13091.506 | 14810.164 | 14632.1005 | 197.3274 | 131.5516
McDEW 410 | 12505.8892 | 12756.2616 | 13571.0328 | 15361.832 | 15176.7005 | 197.3274 | 131.5516
McDEW 430 | 15933.6571 | 16252.988 | 17201.4326 | 19569.3614 | 19336.5172 | 239.7634 | 150.6478
McDEW 480 | 17311.7662 | 17658.6805 | 18656.9874 | 21262.5578 | 21008.9412 | 239.7634 | 150.6478
McDEW 505 | 18232.6274 | 18596.5161 | 19634.0763 | 22393.4772 | 22126.4655 | 239.7634 | 150.6478
McDEW 555 | 23284 | 23750.3683 | 24987.3777 | 28640.0988 | 28257.02 | 281.1385 | 187.7793
McDEW 620 | 26341.0861 | 26868.3534 | 28226.3054 | 32399.5359 | 31967.08 | 281.1385 | 187.7793
McDEW 700 | 28213.5746 | 28776.9125 | 30211.2493 | 34702.6968 | 34239.26 | 281.1385 | 187.7793
McDEW 770 | 29062.2946 | 29643.6678 | 31105.588 | 35746.6224 | 35269.26 | 281.1385 | 187.7793
McDEW 900 | 35513.6275 | 36224.4305 | OR | 43681.7618 | 43098.29 | 906.0086 | NA
McDEW 940 | 36363.4084 | 37091.1858 | OR | 44726.9923 | 44129.32 | 906.0086 | NA
McDEW 1040 | 39911.058 | 40708.8548 | OR | 49090.6013 | 48434.72 | 906.0086 | NA
McDEW 1100 | 47410.5601 | 48711.2235 | OR | OR | 57535.7625 | 1013.1595 | NA
McDEW 1220 | 47756.4135 | 48357.9438 | OR | OR | 57955.4779 | 1013.1595 | NA
McDEW 1360 | 49793.3415 | 50789.5266 | OR | OR | 60427.4209 | 1013.1595 | NA
McDEW 1520 | 60153.03 | 61356.0906 | OR | OR | 72999.5689 | 1088.4834 | NA
McDEW 1680 | 68476.8514 | 69846.4733 | OR | OR | 83101.0613 | 1088.4834 | NA
1 Shell diameter 219 mm, version not standard in case of ASME.
2 Brackets supportare only available loose.
DNV, ABS, LR, BV, GL, ASME, RINA and RS approvals are subjected to inspection cost according to the following list.
- DNV 200 EUR* per each unit (Hull number, shipyard and destination alwayshave to be specified)
- ASME 500 EUR* per each unit ( if the condenser is U-STAMP)
- ABS, BV, RINA, RS, GL, LR 500 EUR* per each unit (Hull number, shipyard and destination alwayshave to be specified)
* These prices are fixed and cannot be discounted.
Alfa Laval CDEW and CDEW-E shell-and-tube condenser
The Alfa Laval CDEW and CDEW-E is starting the phase down plan and is replaced by the Alfa Laval CRF product line.
Model | Europe CE Price | Europe CE 45 bar versionPrice | RUSSIA EAC CHINA SELO Price | USA ASME¹ Price | ABS Price | DNV Price | Support accessories
[7 empty] | Welded supports (couple) Price | Brackets*(single) 2 Price
CDEW serie
CDEW 60 | 1755.7895 | 1988.1266 | 1790.7992 | 2215.1592 | 2156.8097 | OR | 83 | 105.06
CDEW 80 | 1882.0366 | 2131.3481 | 1919.1681 | 2350.9544 | 2311.7011 | OR | 83 | 105.06
CDEW 100 | 2079.364 | 2358.3807 | 2120.7391 | 2565.2562 | 2553.5863 | OR | 83 | 105.06
CDEW 120 | 2207.7329 | 2500.5413 | 2251.2298 | 2703.1732 | 2710.5995 | OR | 83 | 105.06
CDEW 135 | 2358.3807 | 2592.8396 | 2405.0603 | 2864.43 | 2896.257 | OR | 83 | 105.06
CDEW165 | 2977 | 3275 | 3036 | 4427 ¹ | 4673 | OR | 94.4201 | 106.09
[7 empty] | 119 ¹ | 108.2118
CDEW190 | 3080 | 3373 | 3142 | 4569 ¹ | 4833 | OR | 94 | 106.09
[7 empty] | 119 ¹ | 108.2118
CDEW215 | 3233 | 3557 | 3297 | 4779 ¹ | 5073 | OR | 95 | 106.09
[7 empty] | 119 ¹ | 108.2118
CDEW240 | 3431 | 3776 | 3500 | 5056 ¹ | 5388 | OR | 95 | 106.09
[7 empty] | 119 ¹ | 108.2118
CDEW 260 | 4818.6078 | 5779.7832 | 4915.1497 | 5521.9845 | 5918.38 | 5542.1416 | 197.3274 | 131.5516
CDEW 300 | 5438.1734 | 6376.009 | 5547.4461 | 6190.3515 | 6679.4264 | 6254.0055 | 197.3274 | 131.5516
CDEW 360 | 5856.168 | 6919.1898 | 5972.867 | 6641.234 | 7192.902 | 6734.5932 | 197.3274 | 131.5516
CDEW 400 | 6119.2712 | 7343.5498 | 6241.2747 | 6927.677 | 7515.4156 | 7036.9497 | 197.3274 | 131.5516
CDEW 450 | 6346.3038 | 7615.1402 | 6473.6118 | 7171.684 | 7795.4932 | 7298.992 | 197.3274 | 131.5516
CDEW 470 | 8021.4649 | 9626.6066 | 8181.6608 | 8978.3967 | 9853.6392 | 9224.5255 | 239.7634 | 150.6478
CDEW 520 | 8369.4401 | 10042.4794 | 8537.0623 | 9356.0771 | 10280.121 | 9624.4848 | 239.7634 | 150.6478
CDEW 550 | 8834.1143 | 10600.5128 | 9010.2237 | 9858.9437 | 10853.007 | 10158.1175 | 239.7634 | 150.6478
CDEW 610 | 12228.9943 | 14674.3688 | 12473.0013 | 13523.2923 | 15041.663 | 14063.2904 | 281.1385 | 187.7793
CDEW 680 | 12711.7038 | 15251.4984 | 12966.3198 | 14046.316 | 15635.3957 | 14618.1411 | 281.1385 | 187.7793
CDEW 760 | 13355.6701 | 16028.0772 | 13621.956 | 14743.3273 | 16427.4742 | 15358.6493 | 281.1385 | 187.7793
CDEW 840 | 13999.6364 | 16797.2297 | 14279.714 | 15437.1559 | 17219.5528 | 16100.2184 | 281.1385 | 187.7793
CDEW 900 | 17800.8411 | OR | 18156.2426 | OR | 21895.0346 | 20471.1264 | 570.7642 | NA
CDEW 940 | 18252.7845 | OR | 18617.7341 | OR | 22450.9249 | 20990.9674 | 570.7642 | NA
CDEW 1040 | 19056.9467 | OR | 19437.8098 | OR | 23440.0444 | 21916.0722 | 570.7642 | NA
CDEW 1100 | 21163.8941 | OR | 21587.1932 | OR | OR | 24338.1069 | 684.2805 | NA
CDEW 1220 | 21816.3476 | OR | 22252.3775 | OR | OR | 25089.2241 | 684.2805 | NA
CDEW 1360 | 22700.0773 | OR | 23154.1425 | OR | OR | 26105.5663 | 684.2805 | NA
CDEW 1520 | 32134.661 | OR | 32777.5664 | OR | OR | 36955.3906 | 727.7774 | NA
CDEW 1680 | 35274.925 | OR | 35980.4235 | OR | OR | 40566.6942 | 727.7774 | NA
CDEW-E serie
CDEW-E 155 | 4078.0996 | OR | 4159.7889 | OR | 4863.1656 | OR | 94.4201 | 106.09
CDEW-E 170 | 4214.9557 | OR | 4298.7668 | OR | 5027.6051 | OR | 94.4201 | 106.09
CDEW-E 185 | 4434.562 | OR | 4522.6167 | OR | 5287.5256 | OR | 94.4201 | 106.09
CDEW-E 215 | 5797.8185 | OR | 5913.4566 | OR | 6913.8853 | 6667.7565 | 197.3274 | 131.5516
CDEW-E 260 | 6744.1413 | OR | 6878.8756 | OR | 8041.622 | 7756.2399 | 197.3274 | 131.5516
CDEW-E 315 | 7152.5878 | OR | 7295.8093 | OR | 8529.636 | 8226.2186 | 197.3274 | 131.5516
CDEW-E 350 | 7392.3512 | OR | 7539.8163 | OR | 8816.079 | 8500.9917 | 197.3274 | 131.5516
CDEW-E 370 | 7513.2938 | OR | 7663.9416 | OR | 8960.3614 | 8641.0305 | 197.3274 | 131.5516
CDEW-E 395 | 9661.6163 | OR | 9854.7001 | OR | 11631.7076 | 11110.8057 | 239.7634 | 150.6478
CDEW-E 440 | 9889.7098 | OR | 10087.0372 | OR | 11907.5416 | 11372.848 | 239.7634 | 150.6478
CDEW-E 480 | 10267.3902 | OR | 10472.1439 | OR | 12361.6068 | 11807.817 | 239.7634 | 150.6478
CDEW-E 520 | 14502.503 | OR | 14793.1896 | OR | OR | 16678.4089 | 281.1385 | 187.7793
CDEW-E 570 | 14943.8374 | OR | 15243.0112 | OR | OR | 17185.5191 | 281.1385 | 187.7793
CDEW-E 640 | 15585.6819 | OR | 15897.5865 | OR | OR | 17923.9055 | 281.1385 | 187.7793
CDEW-E 705 | 16319.8247 | OR | 16646.5819 | OR | OR | 18768.3819 | 281.1385 | 187.7793
1 Shell diameter 219 mm, version not standard in case of ASME.
2 Brackets support are only available loose.
DNV, ABS, LR, BV, GL, ASME, RINA and RS approvals are subjected to inspection cost according to the following list.
- DNV 200 EUR* per each unit (Hull number, shipyard and destination alwayshave to be specified)
- ASME 500 EUR* per each unit ( if the condenser is U-STAMP)
- ABS, BV, RINA, RS, GL, LR 500 EUR* per each unit (Hull number, shipyard and destination alwayshave to be specified)
* These prices are fixed and cannot be discounted.
Price Multiplier 2016 and Accessories
Sight glassavailable for water cooled condenser |  |  | Price
Sight glass - Glass diameter D = 30 mm2 |  |  | 206
For differentapprovals please contact our technical department.
Std versionmultipliers for different application/construction |  |  | Price multiplier
Construction H.R. (desuperheater) |  |  | x 1.10
Desuperheater and condenser with indep. water circuit HRC |  |  | x 1.15
Condenser models with CE approval for water side work pressure of16 bar (CDEW, CDEW-E, CXP, CXPM, McDEW) |  |  | x 1.10
Condenser models with water side in AISI 316L stainless steel ( tubesheets, exchange tubes) |  |  | x 2
Condenser models with water side in AISI 316L stainless steel (covers,tube sheets, exchange tubes) |  |  | x 2.2
Condenser models all in AISI 316L stainless steel |  |  | x 2.8
Std versionmultipliers for twin condenser, 2 ref. circuit and 1 water circuit |  |  | Price multiplier
2 passes water side |  |  | x 2.0
1 pass water side |  |  | x 2.1
Adapters from threaded to flexible joint connection |  |  | Price
Kits including adapters in carbon steel for one condenser describedin the shell-and-tube condenser brochure)
Adapter T1-J1 |  |  | 203.6928
Adapter T11-J11 |  |  | 213.2409
Adapter T2-J2 |  |  | 233.398
Adapter T21-J21 |  |  | 255.6769
Adapter T3-J3 |  |  | 265.225
Adapter T4-J4 |  |  | 350.097
Adapter T5-J5 |  |  | 394.6548
In case of a stainless steel adapter, consider a price multiplierof a CS adapter. x 3.0
Special execution for condenser CDEW Refrigerant connections options (see catalogue)
Name | ODS mm | Type | Price
Rotalock connectionswith different ODS
RB22 | 22 | B | 41.3751
RB28 | 28 | C | 56.2277
RB35 | 35 | C | 56.2277
Refrigerantconnection with different soldering ODS
WA42 | 42 | A | 16.9744
WA54 | 54 | A | 26
WA67 | 67 | A | 32.8879
WA80 | 80 | A | 39.2533
Refrigerantconnection inlet with flange and counter flange with 90 curve
FA35 | 35 | A | 110.3336
FA42 | 42 | A | 122.0035
FB54 | 54 | B | 154.8914
FC67 | 67 | C | 268.4077
FC80 | 80 | C | 306.6001
Supports for shell-and-tube condensers
Model | Shell diameter (mm) | Article No | Brackets (A COUPLE)
CXP-CXPM 142.143.144 XS-S | D = 140 | 10099200C | 207.9364
CXP-CXPM 161.162.163 S-M CDEW 60 - 135 McDEW 15-123 | D = 168 | 10099201C | 210.0582
CDEW 165- 240 CDEW-E 155-185 McDEW 153-205 | D = 194 | 10099202C | 212.18
CDEW 260-450 CDEW-E 215-370 McDEW 238-410 | D = 273 | 10099204C | 264
CDEW 470-550 CDEW-E 395-480 McDEW 430-505 | D = 324 | 10099205C | 302
CDEW 610-840 CDEW-E 520-705 McDEW 555-770 | D = 406 | 10099206C | 375.5586
Universal Brackets to be easily mounting during the condenser installation can be supplied (fig. C)
The type of required support should be specified when ordering.
Shell-and-tube condensers
price list 2016
phase-down
INDEX
INDEX
INDEX
INDEX
INDEX
INDEX
NEW

## Shell-and-tube spare part
DM Spare Part
Pure Cooler Spare Part
Dryplus-3 and Dryplus-E Spare Part
CRF Spare Part
CXP, CXPM, McDEW , CDEW and CDEW-E Spare Part
Shell-and-tube spare part: single connections
Spare parts for DM shell-and-tube evaporator
Model | REFRIGERANT CONNECTIONS KIT 1 |  | HEADER GASKETS 2 |  | KIT WATER CONN. VICTAULIC 3 |  | KIT WATER CONN. VIC. FLANGE 4
| Article no. | Price | Article no. | Price | Article no. | Price | Article no. | Price
DM1-225-2 | SPDM0011 | 236.4314 | SPDM0035 | 126.3965 | SPDM001 | 146.0489 | SPDM006 | 605.2383
DM1-226-2 | SPDM0013 | 233.7431 | SPDM0035 | 126.3965 | SPDM001 | 146.0489 | SPDM006 | 605.2383
DM1-227-2 | SPDM0013 | 233.7431 | SPDM0035 | 126.3965 | SPDM001 | 146.0489 | SPDM006 | 605.2383
DM1-276-2 | SPDM0021 | 262.2483 | SPDM0036 | 176.5008 | SPDM002 | 179.1428 | SPDM007 | 607.1386
DM1-277-2 | SPDM0021 | 262.2483 | SPDM0036 | 176.5008 | SPDM002 | 179.1428 | SPDM007 | 607.1386
DM1-326-2 | SPDM0026 | 264.4267 | SPDM0037 | 184.1486 | SPDM003 | 194.7627 | SPDM008 | 665.1689
DM1-327-2 | SPDM0027 | 382.5729 | SPDM0037 | 184.1486 | SPDM003 | 194.7627 | SPDM008 | 665.1689
DM1-328-2 | SPDM0027 | 382.5729 | SPDM0037 | 184.1486 | SPDM003 | 194.7627 | SPDM008 | 665.1689
DM1-225-3 | SPDM0013 | 233.7431 | SPDM0035 | 126.3965 | SPDM001 | 146.0489 | SPDM006 | 605.2383
DM1-226-3 | SPDM0013 | 233.7431 | SPDM0035 | 126.3965 | SPDM001 | 146.0489 | SPDM006 | 605.2383
DM1-227-3 | SPDM0013 | 233.7431 | SPDM0035 | 126.3965 | SPDM001 | 146.0489 | SPDM006 | 605.2383
DM1-276-3 | SPDM0021 | 262.2483 | SPDM0036 | 176.5008 | SPDM002 | 179.1428 | SPDM007 | 607.1386
DM1-277-3 | SPDM0021 | 262.2483 | SPDM0036 | 176.5008 | SPDM002 | 179.1428 | SPDM007 | 607.1386
DM1-326-3 | SPDM0027 | 382.5729 | SPDM0037 | 184.1486 | SPDM003 | 194.7627 | SPDM008 | 665.1689
DM1-327-3 | SPDM0027 | 382.5729 | SPDM0037 | 184.1486 | SPDM003 | 194.7627 | SPDM008 | 665.1689
DM1-328-3 | SPDM0027 | 382.5729 | SPDM0037 | 184.1486 | SPDM003 | 194.7627 | SPDM008 | 665.1689
DM2-225-2 | SPDM0016 | 366.9993 | SPDM0038 | 126.3965 | SPDM001 | 146.0489 | SPDM006 | 605.2383
DM2-226-2 | SPDM0016 | 366.9993 | SPDM0038 | 126.3965 | SPDM001 | 146.0489 | SPDM006 | 605.2383
DM2-227-2 | SPDM0017 | 366.9993 | SPDM0038 | 126.3965 | SPDM001 | 146.0489 | SPDM006 | 605.2383
DM2-276-2 | SPDM0024 | 413.9982 | SPDM0039 | 176.5008 | SPDM002 | 179.1428 | SPDM007 | 607.1386
DM2-277-2 | SPDM0024 | 413.9982 | SPDM0039 | 176.5008 | SPDM002 | 179.1428 | SPDM007 | 607.1386
DM2-326-2 | SPDM0014 | 408.668 | SPDM0040 | 184.1486 | SPDM003 | 194.7627 | SPDM008 | 665.1689
DM2-327-2 | SPDM0014 | 408.668 | SPDM0040 | 184.1486 | SPDM003 | 194.7627 | SPDM008 | 665.1689
DM2-328-2 | SPDM0014 | 408.668 | SPDM0040 | 184.1486 | SPDM003 | 194.7627 | SPDM008 | 665.1689
DM2-416-2 | SPDM0022 | 465.6784 | SPDM0041 | 227.7639 | SPDM004 | 294.5079 | SPDM009 | 998.9815
DM2-417-2 | SPDM0022 | 465.6784 | SPDM0041 | 227.7639 | SPDM004 | 294.5079 | SPDM009 | 998.9815
DM2-418-2 | SPDM0022 | 465.6784 | SPDM0041 | 227.7639 | SPDM004 | 294.5079 | SPDM009 | 998.9815
DM2-419-2 | SPDM0022 | 465.6784 | SPDM0041 | 227.7639 | SPDM004 | 294.5079 | SPDM009 | 998.9815
DM2-516-2 | SPDM0028 | 706.2813 | SPDM0042 | 314.9483 | SPDM005 | 1209.6423 | SPDM0010 | 1499.6079
DM2-517-2 | SPDM0028 | 706.2813 | SPDM0042 | 314.9483 | SPDM005 | 1209.6423 | SPDM0010 | 1499.6079
DM2-518-2 | SPDM0028 | 706.2813 | SPDM0042 | 314.9483 | SPDM005 | 1209.6423 | SPDM0010 | 1499.6079
DM2-519-2 | SPDM0028 | 706.2813 | SPDM0042 | 314.9483 | SPDM005 | 1209.6423 | SPDM0010 | 1499.6079
DM2-225-3 | SPDM0016 | 366.9993 | SPDM0038 | 126.3965 | SPDM001 | 146.0489 | SPDM006 | 605.2383
DM2-226-3 | SPDM0016 | 366.9993 | SPDM0038 | 126.3965 | SPDM001 | 146.0489 | SPDM006 | 605.2383
DM2-227-3 | SPDM0017 | 366.9993 | SPDM0038 | 126.3965 | SPDM001 | 146.0489 | SPDM006 | 605.2383
DM2-276-3 | SPDM0024 | 413.9982 | SPDM0039 | 176.5008 | SPDM002 | 179.1428 | SPDM007 | 607.1386
DM2-277-3 | SPDM0024 | 413.9982 | SPDM0039 | 176.5008 | SPDM002 | 179.1428 | SPDM007 | 607.1386
DM2-326-3 | SPDM0029 | 462.712 | SPDM0040 | 184.1486 | SPDM003 | 194.7627 | SPDM008 | 665.1689
DM2-327-3 | SPDM0029 | 462.712 | SPDM0040 | 184.1486 | SPDM003 | 194.7627 | SPDM008 | 665.1689
DM2-328-3 | SPDM0029 | 462.712 | SPDM0040 | 184.1486 | SPDM003 | 194.7627 | SPDM008 | 665.1689
DM2-416-3 | SPDM0022 | 465.6784 | SPDM0041 | 227.7639 | SPDM004 | 294.5079 | SPDM009 | 998.9815
DM2-417-3 | SPDM0022 | 465.6784 | SPDM0041 | 227.7639 | SPDM004 | 294.5079 | SPDM009 | 998.9815
DM2-418-3 | SPDM0030 | 702.0171 | SPDM0041 | 227.7639 | SPDM004 | 294.5079 | SPDM009 | 998.9815
DM2-419-3 | SPDM0030 | 702.0171 | SPDM0041 | 227.7639 | SPDM004 | 294.5079 | SPDM009 | 998.9815
DM2-516-3 | SPDM0028 | 706.2813 | SPDM0042 | 314.9483 | SPDM005 | 1209.6423 | SPDM0010 | 1499.6079
DM2-517-3 | SPDM0032 | 753.2802 | SPDM0042 | 314.9483 | SPDM005 | 1209.6423 | SPDM0010 | 1499.6079
DM2-518-3 | SPDM0032 | 753.2802 | SPDM0042 | 314.9483 | SPDM005 | 1209.6423 | SPDM0010 | 1499.6079
DM2-519-3 | SPDM0032 | 753.2802 | SPDM0042 | 314.9483 | SPDM005 | 1209.6423 | SPDM0010 | 1499.6079
DM3-226-2 | SPDM0019 | 475.0412 | SPDM0043 | 123.1519 | SPDM001 | 146.0489 | SPDM006 | 605.2383
DM3-227-2 | SPDM0020 | 475.0412 | SPDM0043 | 123.1519 | SPDM001 | 146.0489 | SPDM006 | 605.2383
DM3-276-2 | SPDM0018 | 521.0667 | SPDM0044 | 259.8845 | SPDM002 | 179.1428 | SPDM007 | 607.1386
DM3-277-2 | SPDM0018 | 521.0667 | SPDM0044 | 259.8845 | SPDM002 | 179.1428 | SPDM007 | 607.1386
DM3-326-2 | SPDM0025 | 591.6114 | SPDM0045 | 184.1486 | SPDM003 | 194.7627 | SPDM008 | 665.1689
DM3-327-2 | SPDM0025 | 591.6114 | SPDM0045 | 184.1486 | SPDM003 | 194.7627 | SPDM008 | 665.1689
DM3-416-2 | SPDM0012 | 591.6114 | SPDM0046 | 227.7639 | SPDM004 | 294.5079 | SPDM009 | 998.9815
DM3-417-2 | SPDM0015 | 583.5928 | SPDM0046 | 227.7639 | SPDM004 | 294.5079 | SPDM009 | 998.9815
DM3-418-2 | SPDM0015 | 583.5928 | SPDM0046 | 227.7639 | SPDM004 | 294.5079 | SPDM009 | 998.9815
DM3-419-2 | SPDM0015 | 583.5928 | SPDM0046 | 227.7639 | SPDM004 | 294.5079 | SPDM009 | 998.9815
DM3-516-2 | SPDM0023 | 669.1086 | SPDM0047 | 314.9483 | SPDM005 | 1209.6423 | SPDM0010 | 1499.6079
DM3-517-2 | SPDM0023 | 669.1086 | SPDM0047 | 314.9483 | SPDM005 | 1209.6423 | SPDM0010 | 1499.6079
DM3-518-2 | SPDM0023 | 669.1086 | SPDM0047 | 314.9483 | SPDM005 | 1209.6423 | SPDM0010 | 1499.6079
DM3-519-2 | SPDM0034 | 657.9382 | SPDM0047 | 314.9483 | SPDM005 | 1209.6423 | SPDM0010 | 1499.6079
DM3-226-3 | SPDM0019 | 475.0412 | SPDM0043 | 123.1519 | SPDM001 | 146.0489 | SPDM006 | 605.2383
DM3-227-3 | SPDM0020 | 475.0412 | SPDM0043 | 123.1519 | SPDM001 | 146.0489 | SPDM006 | 605.2383
DM3-276-3 | SPDM0018 | 521.0667 | SPDM0044 | 259.8845 | SPDM002 | 179.1428 | SPDM007 | 607.1386
DM3-277-3 | SPDM0018 | 521.0667 | SPDM0044 | 259.8845 | SPDM002 | 179.1428 | SPDM007 | 607.1386
DM3-326-3 | SPDM0025 | 591.6114 | SPDM0045 | 184.1486 | SPDM003 | 194.7627 | SPDM008 | 665.1689
DM3-327-3 | SPDM0025 | 591.6114 | SPDM0045 | 184.1486 | SPDM003 | 194.7627 | SPDM008 | 665.1689
DM3-416-3 | SPDM0015 | 583.5928 | SPDM0046 | 227.7639 | SPDM004 | 294.5079 | SPDM009 | 998.9815
DM3-417-3 | SPDM0031 | 588.0425 | SPDM0046 | 227.7639 | SPDM004 | 294.5079 | SPDM009 | 998.9815
DM3-418-3 | SPDM0031 | 588.0425 | SPDM0046 | 227.7639 | SPDM004 | 294.5079 | SPDM009 | 998.9815
DM3-419-3 | SPDM0031 | 588.0425 | SPDM0046 | 227.7639 | SPDM004 | 294.5079 | SPDM009 | 998.9815
DM3-516-3 | SPDM0023 | 669.1086 | SPDM0047 | 314.9483 | SPDM005 | 1209.6423 | SPDM0010 | 1499.6079
DM3-517-3 | SPDM0033 | 651.4956 | SPDM0047 | 314.9483 | SPDM005 | 1209.6423 | SPDM0010 | 1499.6079
DM3-518-3 | SPDM0034 | 657.9382 | SPDM0047 | 314.9483 | SPDM005 | 1209.6423 | SPDM0010 | 1499.6079
DM3-519-3 | SPDM0034 | 657.9382 | SPDM0047 | 314.9483 | SPDM005 | 1209.6423 | SPDM0010 | 1499.6079
1 A+B+C+D+E (see picture)
2 F (see picture)
3 G+H+I (see picture)
4 J+K+L+M+N (see the picture)
Spare parts for Pure Cooler shell-and-tube evaporator
| REFRIGERANT CONNECTIONS KIT 1 |  | HEADER GASKETS 2 |  | KIT WATER CONN. VICTAULIC 3 |  | KIT WATER CONN. VIC. FLANGE 4
model | part no. | Price | part no. | Price | part no. | Price | part no. | Price
PCS226-1-HE | SPPC0032 | 222.5662 | SPPC0048 | 143.2215 | SPPC001 | 117.7599 | SPPC008 | 461.4915
PCS227-1-HE | SPPC0032 | 222.5662 | SPPC0048 | 143.2215 | SPPC002 | 129.4298 | SPPC009 | 663.0625
PCS227-2-HE | SPPC0032 | 222.5662 | SPPC0048 | 143.2215 | SPPC002 | 129.4298 | SPPC009 | 663.0625
PCS276-2-HE | SPPC0033 | 262.6205 | SPPC0051 | 178.2312 | SPPC003 | 161.2568 | SPPC010 | 678.976
PCS277-2-HE | SPPC0033 | 262.6205 | SPPC0051 | 178.2312 | SPPC003 | 161.2568 | SPPC010 | 678.976
PCS326-2-HE | SPPC0034 | 245.5294 | SPPC0054 | 185.6575 | SPPC004 | 183.5357 | SPPC0011 | 742.63
PCS327-2-HE | SPPC0034 | 245.5294 | SPPC0054 | 185.6575 | SPPC004 | 183.5357 | SPPC0011 | 742.63
PCS328-2-HE | SPPC0035 | 374.19 | SPPC0054 | 185.6575 | SPPC004 | 183.5357 | SPPC0011 | 742.63
PCS416-2-HE | SPPC0036 | 397.7738 | SPPC0057 | 228.0935 | SPPC004 | 183.5357 | SPPC0011 | 742.63
PCS417-2-HE | SPPC0036 | 397.7738 | SPPC0057 | 228.0935 | SPPC005 | 272.6513 | SPPC0012 | 977.0889
PCS418-2-HE | SPPC0036 | 397.7738 | SPPC0057 | 228.0935 | SPPC005 | 272.6513 | SPPC0012 | 977.0889
PCS419-2-HE | SPPC0036 | 397.7738 | SPPC0057 | 228.0935 | SPPC005 | 272.6513 | SPPC0012 | 977.0889
PCD226-1-HE | SPPC0015 | 326.6405 | SPPC0049 | 143.2215 | SPPC001 | 117.7599 | SPPC008 | 461.4915
PCD227-1-HE | SPPC0015 | 326.6405 | SPPC0049 | 143.2215 | SPPC002 | 129.4298 | SPPC009 | 663.0625
PCD227-2-HE | SPPC0016 | 492.491 | SPPC0049 | 143.2215 | SPPC002 | 129.4298 | SPPC009 | 663.0625
PCD276-2-HE | SPPC0017 | 350.5585 | SPPC0052 | 178.2312 | SPPC003 | 161.2568 | SPPC0010 | 678.976
PCD277-2-HE | SPPC0017 | 350.5585 | SPPC0052 | 178.2312 | SPPC003 | 161.2568 | SPPC0010 | 678.976
PCD326-2-HE | SPPC0018 | 392.045 | SPPC0055 | 185.6575 | SPPC004 | 183.5357 | SPPC0011 | 742.63
PCD327-2-HE | SPPC0019 | 386.7458 | SPPC0055 | 185.6575 | SPPC004 | 183.5357 | SPPC0011 | 742.63
PCD328-2-HE | SPPC0019 | 386.7458 | SPPC0055 | 185.6575 | SPPC004 | 183.5357 | SPPC0011 | 742.63
PCD416-2-HE | SPPC0020 | 472.1535 | SPPC0058 | 228.0935 | SPPC004 | 183.5357 | SPPC0011 | 742.63
PCD417-2-HE | SPPC0020 | 472.1535 | SPPC0058 | 228.0935 | SPPC005 | 272.6513 | SPPC0012 | 977.0889
PCD418-2-HE | SPPC0020 | 472.1535 | SPPC0058 | 228.0935 | SPPC005 | 272.6513 | SPPC0012 | 977.0889
PCD419-2-HE | SPPC0020 | 472.1535 | SPPC0058 | 228.0935 | SPPC005 | 272.6513 | SPPC0012 | 977.0889
PCD416-3-HE | SPPC0020 | 472.1535 | SPPC0058 | 228.0935 | SPPC005 | 272.6513 | SPPC0012 | 977.0889
PCD417-3-HE | SPPC0020 | 472.1535 | SPPC0058 | 228.0935 | SPPC005 | 272.6513 | SPPC0012 | 977.0889
PCD418-3-HE | SPPC0020 | 472.1535 | SPPC0058 | 228.0935 | SPPC005 | 272.6513 | SPPC0012 | 977.0889
PCD419-3-HE | SPPC0020 | 472.1535 | SPPC0058 | 228.0935 | SPPC005 | 272.6513 | SPPC0012 | 977.0889
PCD516-2-HE | SPPC0021 | 695.3881 | SPPC0061 | 318.27 | SPPC005 | 272.6513 | SPPC0012 | 977.0889
PCD516-3-HE | SPPC0021 | 695.3881 | SPPC0061 | 318.27 | SPPC006 | 1135.163 | SPPC0013 | 1536.1832
PCD517-2-HE | SPPC0021 | 695.3881 | SPPC0061 | 318.27 | SPPC005 | 272.6513 | SPPC0012 | 977.0889
PCD518-2-HE | SPPC0021 | 695.3881 | SPPC0061 | 318.27 | SPPC006 | 1135.163 | SPPC0013 | 1536.1832
PCD519-2-HE | SPPC0021 | 695.3881 | SPPC0061 | 318.27 | SPPC006 | 1135.163 | SPPC0013 | 1536.1832
PCD517-3-HE | SPPC0022 | 740.0255 | SPPC0061 | 318.27 | SPPC006 | 1135.163 | SPPC0013 | 1536.1832
PCD518-3-HE | SPPC0022 | 740.0255 | SPPC0061 | 318.27 | SPPC006 | 1135.163 | SPPC0013 | 1536.1832
PCD519-3-HE | SPPC0022 | 740.0255 | SPPC0061 | 318.27 | SPPC006 | 1135.163 | SPPC0013 | 1536.1832
PCD616-3-HE | SPPC0023 | 713.3863 | SPPC0064 | 530.45 | SPPC006 | 1135.163 | SPPC0013 | 1536.1832
PCD617-3-HE | SPPC0023 | 713.3863 | SPPC0064 | 530.45 | SPPC006 | 1135.163 | SPPC0013 | 1536.1832
PCD618-3-HE | SPPC0023 | 713.3863 | SPPC0064 | 530.45 | SPPC007 | 1225.3395 | SPPC0014 | 2302.153
PCD619-3-HE | SPPC0023 | 713.3863 | SPPC0064 | 530.45 | SPPC007 | 1225.3395 | SPPC0014 | 2302.153
PCD6110-3-HE | SPPC0023 | 713.3863 | SPPC0064 | 530.45 | SPPC007 | 1225.3395 | SPPC0014 | 2302.153
PCT226-1-HE | SPPC0037 | 463.3693 | SPPC0050 | 143.2215 | SPPC002 | 129.4298 | SPPC009 | 663.0625
PCT226-2-HE | SPPC0037 | 463.3693 | SPPC0050 | 143.2215 | SPPC002 | 129.4298 | SPPC009 | 663.0625
PCT276-2-HE | SPPC0038 | 499.2701 | SPPC0053 | 178.2312 | SPPC003 | 161.2568 | SPPC0010 | 678.976
PCT277-2-HE | SPPC0038 | 499.2701 | SPPC0053 | 178.2312 | SPPC003 | 161.2568 | SPPC0010 | 678.976
PCT326-2-HE | SPPC0039 | 566.3456 | SPPC0056 | 185.6575 | SPPC004 | 183.5357 | SPPC0011 | 742.63
PCT327-2-HE | SPPC0039 | 566.3456 | SPPC0056 | 185.6575 | SPPC004 | 183.5357 | SPPC0011 | 742.63
PCT416-2-HE | SPPC0040 | 561.5715 | SPPC0059 | 228.0935 | SPPC004 | 183.5357 | SPPC0011 | 742.63
PCT417-2-HE | SPPC0041 | 553.5988 | SPPC0059 | 228.0935 | SPPC005 | 272.6513 | SPPC0012 | 977.0889
PCT418-2-HE | SPPC0041 | 553.5988 | SPPC0059 | 228.0935 | SPPC005 | 272.6513 | SPPC0012 | 977.0889
PCT419-2-HE | SPPC0041 | 553.5988 | SPPC0059 | 228.0935 | SPPC005 | 272.6513 | SPPC0012 | 977.0889
PCT416-3-HE | SPPC0040 | 561.5715 | SPPC0059 | 228.0935 | SPPC005 | 272.6513 | SPPC0012 | 977.0889
PCT417-3-HE | SPPC0042 | 592.2686 | SPPC0059 | 228.0935 | SPPC005 | 272.6513 | SPPC0012 | 977.0889
PCT418-3-HE | SPPC0042 | 592.2686 | SPPC0059 | 228.0935 | SPPC005 | 272.6513 | SPPC0012 | 977.0889
PCT419-3-HE | SPPC0042 | 592.2686 | SPPC0059 | 228.0935 | SPPC005 | 272.6513 | SPPC0012 | 977.0889
PCT516-2-HE | SPPC0043 | 681.6866 | SPPC0062 | 318.27 | SPPC005 | 272.6513 | SPPC0012 | 977.0889
PCT517-2-HE | SPPC0043 | 681.6866 | SPPC0062 | 318.27 | SPPC005 | 272.6513 | SPPC0012 | 977.0889
PCT518-2-HE | SPPC0043 | 681.6866 | SPPC0062 | 318.27 | SPPC006 | 1135.163 | SPPC0013 | 1536.1832
PCT519-2-HE | SPPC0044 | 663.8794 | SPPC0062 | 318.27 | SPPC006 | 1135.163 | SPPC0013 | 1536.1832
PCT516-3-HE | SPPC0043 | 681.6866 | SPPC0062 | 318.27 | SPPC006 | 1135.163 | SPPC0013 | 1536.1832
PCT517-3-HE | SPPC0044 | 663.8794 | SPPC0062 | 318.27 | SPPC006 | 1135.163 | SPPC0013 | 1536.1832
PCT518-3-HE | SPPC0045 | 630.461 | SPPC0062 | 318.27 | SPPC006 | 1135.163 | SPPC0013 | 1536.1832
PCT519-3-HE | SPPC0045 | 630.461 | SPPC0062 | 318.27 | SPPC006 | 1135.163 | SPPC0013 | 1536.1832
PCT616-3-HE | SPPC0046 | 1016.5385 | SPPC0065 | 530.45 | SPPC006 | 1135.163 | SPPC0013 | 1536.1832
PCT617-3-HE | SPPC0046 | 1016.5385 | SPPC0065 | 530.45 | SPPC006 | 1135.163 | SPPC0013 | 1536.1832
PCT618-3-HE | SPPC0046 | 1016.5385 | SPPC0065 | 530.45 | SPPC007 | 1225.3395 | SPPC0014 | 2302.153
PCT619-3-HE | SPPC0046 | 1016.5385 | SPPC0065 | 530.45 | SPPC007 | 1225.3395 | SPPC0014 | 2302.153
PCT6110-3-HE | SPPC0047 | 1083.5661 | SPPC0065 | 530.45 | SPPC007 | 1225.3395 | SPPC0014 | 2302.153
PCQ416-2-HE | SPPC0024 | 647.9818 | SPPC0060 | 228.0935 | SPPC004 | 183.5357 | SPPC0011 | 742.63
PCQ417-2-HE | SPPC0025 | 737.3998 | SPPC0060 | 228.0935 | SPPC005 | 272.6513 | SPPC0012 | 977.0889
PCQ418-2-HE | SPPC0025 | 737.3998 | SPPC0060 | 228.0935 | SPPC005 | 272.6513 | SPPC0012 | 977.0889
PCQ419-2-HE | SPPC0026 | 731.0503 | SPPC0060 | 228.0935 | SPPC005 | 272.6513 | SPPC0012 | 977.0889
PCQ416-3-HE | SPPC0024 | 647.9818 | SPPC0060 | 228.0935 | SPPC005 | 272.6513 | SPPC0012 | 977.0889
PCQ417-3-HE | SPPC0026 | 731.0503 | SPPC0060 | 228.0935 | SPPC005 | 272.6513 | SPPC0012 | 977.0889
PCQ418-3-HE | SPPC0026 | 731.0503 | SPPC0060 | 228.0935 | SPPC005 | 272.6513 | SPPC0012 | 977.0889
PCQ419-3-HE | SPPC0026 | 731.0503 | SPPC0060 | 228.0935 | SPPC005 | 272.6513 | SPPC0012 | 977.0889
PCQ516-2-HE | SPPC0027 | 771.9639 | SPPC0063 | 318.27 | SPPC005 | 272.6513 | SPPC0012 | 977.0889
PCQ517-2-HE | SPPC0027 | 771.9639 | SPPC0063 | 318.27 | SPPC005 | 272.6513 | SPPC0012 | 977.0889
PCQ518-2-HE | SPPC0028 | 891.2197 | SPPC0063 | 318.27 | SPPC006 | 1135.163 | SPPC0013 | 1536.1832
PCQ519-2-HE | SPPC0028 | 891.2197 | SPPC0063 | 318.27 | SPPC006 | 1135.163 | SPPC0013 | 1536.1832
PCQ516-3-HE | SPPC0027 | 771.9639 | SPPC0063 | 318.27 | SPPC006 | 1135.163 | SPPC0013 | 1536.1832
PCQ517-3-HE | SPPC0028 | 891.2197 | SPPC0063 | 318.27 | SPPC006 | 1135.163 | SPPC0013 | 1536.1832
PCQ518-3-HE | SPPC0028 | 891.2197 | SPPC0063 | 318.27 | SPPC006 | 1135.163 | SPPC0013 | 1536.1832
PCQ519-3-HE | SPPC0028 | 891.2197 | SPPC0063 | 318.27 | SPPC006 | 1135.163 | SPPC0013 | 1536.1832
PCQ616-3-HE | SPPC0029 | 891.2197 | SPPC0066 | 530.45 | SPPC006 | 1135.163 | SPPC0013 | 1536.1832
PCQ617-3-HE | SPPC0029 | 891.2197 | SPPC0066 | 530.45 | SPPC006 | 1135.163 | SPPC0013 | 1536.1832
PCQ618-3-HE | SPPC0030 | 891.2197 | SPPC0066 | 530.45 | SPPC007 | 1225.3395 | SPPC0014 | 2302.153
PCQ619-3-HE | SPPC0031 | 1337.6411 | SPPC0066 | 530.45 | SPPC007 | 1225.3395 | SPPC0014 | 2302.153
PCQ6110-3-HE | SPPC0031 | 1337.6411 | SPPC0066 | 530.45 | SPPC007 | 1225.3395 | SPPC0014 | 2302.153
1 A+B+C+D+E (see picture)
2 F (see picture)
3 G+H+I (see picture)
4 J+K+L+M+N (see the picture)
Spare parts for Dryplus-3 shell-and-tube evaporator
Spare parts for Dryplus-3
Model | Gasket header kit a |  | Gasket refrigerant connections kit b |  | Refrigerant connections kit c |  | Water connections kit d
| Article no. | Price | Article no. | Price | Article no. | Price | Article no. | Price
DXS18-47 | SPDRY0001 | 145.3433 | SPDRY0100 | 71.0803 | SPDRY0200 | 82.7502 | NA*
DXD35-47 | SPDRY0002 | 122.0035 | SPDRY0101 | 72.1412 | SPDRY0201 | 126.2471 | NA*
DXS56-95 | SPDRY0003 | 151.7087 | SPDRY0102 | 73.2021 | SPDRY0202 | 134.7343 | NA*
DXD56-95 | SPDRY0004 | 151.7087 | SPDRY0103 | 72.1412 | SPDRY0203 | 128.3689 | NA*
DXS120 | SPDRY0005 | 161.2568 | SPDRY0104 | 78.5066 | SPDRY0204 | 165.5004 | NA*
DXD120-165 | SPDRY0006 | 161.2568 | SPDRY0105 | 78.5066 | SPDRY0205 | 180.353 | NA*
DXS135-165 | SPDRY0005 | 140.0388 | SPDRY0106 | 78.5066 | SPDRY0206 | 165.5004 | NA*
DXT120-165 | SPDRY0007 | 183.5357 | SPDRY0107 | 70.0194 | SPDRY0207 | 165.5004 | NA*
DXS160R*, 200-240 | SPDRY0008 | 194.1447 | SPDRY0106 | 78.5066 | SPDRY0206 | 165.5004 | SPDRY0304 | 182.4748
DXD160R*, 200-240 | SPDRY0009 | 194.1447 | SPDRY0109 | 78.5066 | SPDRY0209 | 215.3627 | SPDRY0304 | 182.4748
DXT160R*, 200-240 | SPDRY0010 | 169.744 | SPDRY0110 | 78.5066 | SPDRY0210 | 215.3627 | SPDRY0304 | 182.4748
DXQ160R*, 200-240 | SPDRY0011 | 173.9876 | SPDRY0111 | 70.0194 | SPDRY0211 | 215.3627 | SPDRY0304 | 182.4748
DXS210R, 235R, 275R, 300,345, 385 | SPDRY0012 | 218.5454 | SPDRY0112 | 77.4457 | SPDRY0212 | 215.3627 | SPDRY0305 | 216.4236
DXD210R, 235R, 275R, 300,345, 385 | SPDRY0013 | 218.5454 | SPDRY0113 | 85.9329 | SPDRY0213 | 289.6257 | SPDRY0305 | 216.4236
DXT210R, 235R, 275R, 300,345, 385 | SPDRY0014 | 204.7537 | SPDRY0114 | 85.9329 | SPDRY0214 | 289.6257 | SPDRY0305 | 216.4236
DXQ210R, 235R, 275R, 300,345, 385 | SPDRY0015 | 205.8146 | SPDRY0115 | 71.0803 | SPDRY0215 | 445.578 | SPDRY0305 | 216.4236
DXS390R, 420R, 480R, 450,505, 570 | SPDRY0016 | 259.9205 | SPDRY0112 | 77.4457 | SPDRY0212 | 215.3627 | SPDRY0307 | 258.8596
DXD390R, 420R, 480R, 450,505, 570 | SPDRY0017 | 259.9205 | SPDRY0117 | 84.872 | SPDRY0217 | 417.9946 | SPDRY0307 | 258.8596
DXT390R, 420R, 480R, 450,505, 570 | SPDRY0018 | 219.6063 | SPDRY0118 | 93.3592 | SPDRY0218 | 536.8154 | SPDRY0307 | 258.8596
DXQ390R, 420R, 480R, 450,505, 570 | SPDRY0019 | 237.6416 | SPDRY0119 | 96.5419 | SPDRY0219 | 428.6036 | SPDRY0307 | 258.8596
DXD660-1000 | SPDRY0020 | 286.443 | SPDRY0117 | 84.872 | SPDRY0217 | 417.9946 | SPDRY0308 | 335.2444
DXT660-1000 | SPDRY0021 | 262.0423 | SPDRY0121 | 92.2983 | SPDRY0221 | 544.2417 | SPDRY0308 | 335.2444
DXQ660-1000 | SPDRY0022 | 263.1032 | SPDRY0122 | 101.8464 | SPDRY0222 | 449.8216 | SPDRY0308 | 335.2444
DXD1100-1200 | SPDRY0023 | 340.5489 | SPDRY0117 | 84.872 | SPDRY0217 | 417.9946 | SPDRY0308 | 335.2444
DXT1100-1200 | SPDRY0024 | 363.8887 | SPDRY0124 | 92.2983 | SPDRY0221 | 544.2417 | SPDRY0308 | 335.2444
DXQ1100-1200 | SPDRY0025 | 363.8887 | SPDRY0122 | 101.8464 | SPDRY0222 | 449.8216 | SPDRY0308 | 335.2444
DXD1350-1500 | SPDRY0026 | 366.0105 | SPDRY0126 | 84.872 | SPDRY0226 | 573.9469 | SPDRY0308 | 335.2444
DXT1350-1500 | SPDRY0027 | 372.3759 | SPDRY0127 | 92.2983 | SPDRY0221 | 544.2417 | SPDRY0308 | 335.2444
DXQ1350-1500 | SPDRY0028 | 386.1676 | SPDRY0122 | 101.8464 | SPDRY0222 | 449.8216 | SPDRY0308 | 335.2444
*Threaded waterconnections, no kit available a D + E (see picture) b C (see picture) c A + B + C (see picture) d G + F (see picture)
The standard kits are availablewithout LOCTITE 5922 glue. If you need loctite with the kit pleaseadd a request for code: SPDRY0470: Price EUR 76
Spare parts for Dryplus-E shell-and-tube evaporator
Spare parts for Dryplus-E
Model | Gasket header kit a |  | Gasket refrigerant connections kit b |  | Refrigerant connections kit c |  | Water connections kit d
| Article no. | Price | Article no. | Price | Article no. | Price | Article no. | Price
DES130 | SPDRY0400 | 181.4139 | SPDRY0423 | 77.4457 | SPDRY0446 | 248.2506 | SPDRY0303 | 151.7087
DES175-240 | SPDRY0401 | 206.8755 | SPDRY0424 | 77.4457 | SPDRY0447 | 248.2506 | SPDRY0304 | 182.4748
DES265-350 | SPDRY0402 | 250.3724 | SPDRY0425 | 77.4457 | SPDRY0448 | 271.5904 | SPDRY0305 | 216.4236
DED130 | SPDRY0403 | 181.4139 | SPDRY0426 | 77.4457 | SPDRY0449 | 271.5904 | SPDRY0303 | 151.7087
DED175-240 | SPDRY0404 | 206.8755 | SPDRY0427 | 77.4457 | SPDRY0450 | 271.5904 | SPDRY0304 | 182.4748
DED265-350 | SPDRY0405 | 250.3724 | SPDRY0428 | 84.872 | SPDRY0451 | 271.5904 | SPDRY0305 | 216.4236
DED440-585 | SPDRY0406 | 277.9558 | SPDRY0429 | 93.3592 | SPDRY0452 | 271.5904 | SPDRY0307 | 258.8596
DED645-715 | SPDRY0407 | 322.5136 | SPDRY0430 | 93.3592 | SPDRY0453 | 322.5136 | SPDRY0308 | 335.2444
DED745-955 | SPDRY0408 | 395.7157 | SPDRY0431 | 94.4201 | SPDRY0454 | 322.5136 | SPDRY0308 | 335.2444
DED1100-1220 | SPDRY0409 | 386.1676 | SPDRY0432 | 94.4201 | SPDRY0455 | 373.4368 | SPDRY0308 | 335.2444
DET130 | SPDRY0410 | 181.4139 | SPDRY0433 | 94.4201 | SPDRY0456 | 395.7157 | SPDRY0303 | 151.7087
DET175-240 | SPDRY0411 | 206.8755 | SPDRY0434 | 94.4201 | SPDRY0457 | 417.9946 | SPDRY0304 | 182.4748
DET265-350 | SPDRY0412 | 273.7122 | SPDRY0435 | 94.4201 | SPDRY0458 | 536.8154 | SPDRY0305 | 216.4236
DET440-585 | SPDRY0413 | 277.9558 | SPDRY0436 | 94.4201 | SPDRY0459 | 395.7157 | SPDRY0307 | 258.8596
DET645-715 | SPDRY0414 | 322.5136 | SPDRY0437 | 96.5419 | SPDRY0460 | 573.9469 | SPDRY0308 | 335.2444
DET745-955 | SPDRY0415 | 344.7925 | SPDRY0438 | 100.7855 | SPDRY0461 | 544.2417 | SPDRY0308 | 335.2444
DET1100-1220 | SPDRY0416 | 386.1676 | SPDRY0439 | 103.9682 | SPDRY0462 | 395.7157 | SPDRY0308 | 335.2444
DET1290-1420 | SPDRY0417 | 433.9081 | SPDRY0440 | 77.4457 | SPDRY0463 | 573.9469 | SPDRY0308 | 335.2444
DEQ440-585 | SPDRY0418 | 277.9558 | SPDRY0441 | 77.4457 | SPDRY0464 | 544.2417 | SPDRY0307 | 258.8596
DEQ645-715 | SPDRY0419 | 322.5136 | SPDRY0442 | 119.8817 | SPDRY0465 | 395.7157 | SPDRY0308 | 335.2444
DEQ745-955 | SPDRY0420 | 344.7925 | SPDRY0443 | 119.8817 | SPDRY0466 | 573.9469 | SPDRY0308 | 335.2444
DEQ1100-1220 | SPDRY0421 | 386.1676 | SPDRY0444 | 119.8817 | SPDRY0467 | 544.2417 | SPDRY0308 | 335.2444
DEQ1290-1420 | SPDRY0422 | 433.9081 | SPDRY0445 | 119.8817 | SPDRY0468 | 573.9469 | SPDRY0308 | 335.2444
a D + E (see picture) b C (see picture) c A + B + C (seepicture) d G + F (see picture)
The standard kits are availablewithout LOCTITE 5922 glue. If you need loctite with the kit pleaseadd a request for code: SPDRY0470: Price EUR 76
Spare parts for CRF shell-and-tube condenser
Spare parts valid for Items produced starting from March 2016. For Items produced before please contact Local Sales Organization, because some components are different.
Model | Kit gasket water connections 1 |  | Kit water connections 2
| Article no. | Price | Article no. | Price
CRF 16-2P | SPCRF004 | 140 | SPCRF014 | 340
CRF 16-4P | SPCRF005 | 225 | SPCRF015 | 360
CRF 21-2P | SPCRF006 | 103 | SPCRF016 | 466
CRF 21-4P | SPCRF007 | 103 | SPCRF017 | 515
CRF 27-2P | SPCRF001 | 110 | SPCRF018 | 682
CRF 27-4P | SPCRF008 | 110 | SPCRF019 | 737
CRF 32-2P | SPCRF003 | 125 | SPCRF020 | 770
CRF 32-4P | SPCRF009 | 125 | SPCRF021 | 836
CRF 40-2P | SPCRF010 | 185 | SPCRF022 | 1200
CRF 40-4P | SPCRF011 | 185 | SPCRF023 | 1260
CRF 45-2P | SPCRF012 | 1840 | SPCRF024 | 3366
CRF 45-4P | SPCRF013 | 1840 | SPCRF025 | 3703
1 B + C (see figure)
2 A + B + C + D (see figure )
Spare parts for CXP, CXPM, McDEW , CDEW and CDEW-E Spare Part shell-and-tube condenser
Spare parts for shell-and-tube condensers
Article no. | Shell-and-tube model | Price
Kit gasket water connections 1
CPS35-80 Tower, McDEW 15-48Tower | SPCP0001 | 154.8914
CPS35-80 City, McDEW 15-48City | SPCP0002 | 168.6831
CPS70, 100-160 Tower; CDEW60-135 Tower, McDEW 50-123 Tower | SPCP0003 | 154.8914
CPS70, 100-160 City; CDEW60-135 City, McDEW 50-123 City | SPCP0004 | 154.8914
CPS180-260 Tower; CDEW 165-240Tower, McDEW 153-205 Tower | SPCP0005 | 181.4139
CPS180-260 City; CDEW 165-240City, McDEW 153-205 City | SPCP0006 | 185.6575
CPS285-520 Tower; CDEW 260-450Tower, McDEW 238-410 Tower | SPCP0007 | 251.4333
CPS285-520 City; CDEW 260-450City, McDEW 238-410 City | SPCP0008 | 735.2037
CDEW 470-550 Tower, McDEW430-505 Tower | SPCP0025 | 352.2188
CDEW 470-550 City, McDEW 430-505City | SPCP0026 | 746.8736
CDEW 610-840 Tower, McDEW555-770 Tower | SPCP0027 | 1564.8275
CDEW 610-840 City, McDEW 555-770City | SPCP0028 | 1564.8275
CFC8-CFC20; CFC/M8-CFC/M20City | SPCP0013 | 75.3239
CFC25-CFC40; CFC/M25-CFC/M40City | SPCP0030 | 80.6284
CFC50, CFC60; CFC/M50 City,CFC/M60 City | SPCP0015 | 86.9938
CFC/M8-CFC/M20 Tower | SPCP0016 | 75.3239
CFC/M25-CFC/M40 Tower | SPCP0017 | 80.6284
CFC/M50 Tower, CFC/M60 Tower | SPCP0018 | 86.9938
CXP-CXPM 111.112.113 XXS-XS | SPCXP001 | 100.7855
CXP-CXPM 142.143.144 XS-S | SPCXP002 | 108.2118
CXP-CXPM 161.162.163 S | SPCXP003 | 113.5163
CXP-CXPM 161.162.163 M | SPCXP004 | 113.5163
Kit water connections 2
CPS35-80 Tower | SPCP0100 | 347.9752
CPS35-80 City | SPCP0101 | 339.488
CPS70, 100-160 Tower; CDEW60-135 Tower | SPCP0104 | 347.9752
CPS70, 100-160 City; CDEW60-135 City | SPCP0105 | 347.9752
CPS180-260 Tower; CDEW 165-240Tower | SPCP0108 | 503.9275
CPS180-260 City; CDEW 165-240City | SPCP0109 | 498.623
CPS285-520 Tower; CDEW 260-450Tower | SPCP0112 | 789.3096
CPS285-520 City; CDEW 260-450City | SPCP0113 | 1357.952
McDEW 15-48 Tower | SPCP0130 | 1044.9865
McDEW 15-48 City | SPCP0131 | 1044.9865
McDEW 50-123 Tower | SPCP0132 | 1278.3845
McDEW 50-123 City | SPCP0133 | 1278.3845
McDEW 153-205 Tower | SPCP0134 | 1801.4082
McDEW 153-205 City | SPCP0135 | 1801.4082
McDEW 238-410 Tower | SPCP0136 | 3440.4987
McDEW 238-410 City | SPCP0137 | 3440.4987
CXP 111.112.113 XXS | SPCXP005 | 244.007
CXP 111.112.113 XS | SPCXP006 | 244.007
CXP 142.143.144 XS-S | SPCXP007 | 329.9399
CXP 161.162.163 S | SPCXP008 | 446.6389
CXP 161.162.163 M | SPCXP009 | 419.0555
CXPM 111.112.113 XS | SPCXP010 | 496.5012
CXPM 142.143.144 XS-S | SPCXP011 | 606.8348
CXPM 161.162.163 S | SPCXP012 | 967.5408
CXPM 161.162.163 M | SPCXP013 | 1145.772
1 B + C + D (see figure)
2 A + B + C + D + E (see figure)
Spare parts for marine condensers spare Part shell-and-tube condenser
Spare parts anodes for marine condensers 3
Article no. | CXPM Model | McDEW Model | CFC/M Model | CFL/M Model | ACFC/M Model | ACFL/M Model | CRS/M Model | Qty per condenser | Price
SPCP0160 | 111 XS -144 S |  | 8-20 |  |  |  |  | 2 | 21
SPCP0161 | 161 S -163 S | 15-123 | 25-40 | 42-50 |  |  | 3-12 | 2 | 23
SPCP0162 |  | 153-205 | 50-60 | 56-165 |  |  | 15-25 | 2 | 24
SPCP0163 |  |  |  |  | 150 | 180 |  | 1 | 40.3142
SPCP0164 |  | 238-505 |  |  | 240 | 300 |  | 2 | 42.436
SPCP0165 |  | 555-770 |  |  |  | 750 |  | 2 | 61.5322
SPCP0166 |  | 900-1680 | [5 empty] | 1 | 325.6963
3 F (see figure)
Spare parts anodes for marine condensers 4
Article no. | CXPM Model | McDEW Model | CFC/M Model | CFL/M Model | ACFC/M Model | ACFL/M Model | CRS/M Model | Qty per condenser | Price
SPCP0170 | 111 XS -144 S |  | 8-20 |  |  |  |  | 2 | 61.5322
SPCP0171 | 161 S -163 S | 15-123 | 25-40 | 42-50 |  |  | 3-12 | 2 | 64.7149
SPCP0172 |  | 153-205 | 50-60 | 56-165 |  |  | 15-25 | 2 | 67.8976
SPCP0173 |  |  |  |  | 150 | 180 |  | 1 | 83.8111
SPCP0174 |  | 238-505 |  |  | 240 | 300 |  | 2 | 100.7855
SPCP0175 |  | 555-770 |  |  |  | 750 |  | 2 | 165.5004
SPCP0176 |  | 900-1680 | [5 empty] | 1 | 439.2126
4 G (see figure)
Shell-and-tube spare part: single connections
Rotalock connection
| Article no. | Refrigerant connections kit | description | Price
| SPCP0157 | RBL 22 | Ring nut, gasket,angle connection | 61.5322
| SPCP0158 | RCL 28 | Ring nut, gasket,angle connection | 75.3239
| SPCP0159 | RCL 35 | Ring nut, gasket,angle connection | 72.1412
| SPDRY0471 | RA16 | Ring nut, gasket | 55.1668
| SPDRY0472 | RB22 | Ring nut, gasket | 60.4713
| SPDRY0473 | RC28 | Ring nut, gasket | 67.8976
| SPDRY0474 | RC35 | Ring nut, gasket | 66.8367
| Article number | Kit gasket | description | price
| SPDRY0490 | RTLK 1" | Only gasket for type RA | 16
| SPDRY0491 | RTLK 1"1/4 | Only gasket for type RB | 16
| SPDRY0492 | RTLK 1"3/4 | Only gasket for type RC | 19
Flange connection
| Article no. | Kit gasket | description | Price
| SPDRY0493 | FA35-42-54 | Only gasket 55x55 | 29.7052
| SPDRY0494 | FB54-67 | Only gasket 70x70 | 30.7661
| SPDRY0495 | FC80 | Only gasket 90x90 | 29.7052
| SPDRY0496 | 4"SAE | Only gasket | 35.0097
| SPDRY0497 | 5"SAE | Only gasket | 37.1315
| SPDRY0498 | 60x60 | Only gasket 60x60 | 29.7052
| SPDRY0499 | 100x100 | Only gasket 100x100 | 31.827
| Article no. | Refrigerant connections kit | description | Price
| SPDRY0478 | FA35 | Connection, screws, gasket | 85.9329
| SPDRY0479 | FA42 | Connection, screws, gasket | 85.9329
| SPDRY0480 | FA54 | Connection, screws, gasket | 101.8464
| SPDRY0481 | FB54 | Connection, screws, gasket | 97.6028
| SPDRY0482 | FB67 | Connection, screws, gasket | 101.8464
| SPDRY0483 | FC67 | Connection, screws,gasket | 134.7343
| SPDRY0484 | FC80 | Connection, screws,gasket | 137.917
| SPDRY0485 | FC89 | Connection, screws,gasket | 141.0997
| SPDRY0486 | 4"SAE ODS=105 | Connection, screws,gasket | 190.962
| SPDRY0487 | 5"SAE ODS=133 | Connection, screws,gasket | 282.1994
Kit flexible joint
| Article no. | Kit flexible joint | description | Price
| SPDRY0510 | J21 | Only flexible joint | 42.436
| SPDRY0511 | J3 | Only flexible joint | 44.5578
| SPDRY0512 | J4 | Only flexible joint | 51.9841
| SPDRY0513 | J5 | Only flexible joint | 62.5931
| SPDRY0514 | J6 | Only flexible joint | 63.654
| SPDRY0515 | J8 | Only flexible joint | 109.2727
Shell-and-tube spare parts
price list 2016
INDEX
INDEX
INDEX
INDEX
INDEX
INDEX
INDEX
INDEX
INDEX
NEW
NEW